## READ ME
Version history
Version Number | Exhibit Name | Description of changes | Notes
1 | Exh. GMP-AE-1 | Introduced new Resilience BCA
2 | Exh. GMP-AE-3 | Modified to include UCT, Rhizome storm cost data, WACC discount rate, and correcting for data error with non-res ICE value in errata 1 | Updated resilience BCA methodology to account for Rhizome future storm and outage predictions with climate sensitivities, adding UCT test score, adding worker safety value, and making changes to baseline mitigated line miles annual tracking. The main new tabs to the workbook are listed below with an explanation for each. 1) Updated BCA results (v2.0). Shows the updated BCA model results and NPV inputs 2) Mitigated line miles_storm cost. Shows the full expansion of baseline mitigated line miles per year, and totals storm outage costs by scenario 3) Rhizome storm incidents. Calculates inputs to BCA model based on Rhizome's storm model outputs 4) Rhizome outages by feeder. Calculates future outage forecast inputs to BCA model from Rhizome outages model outputs

## Assumptions
Input metric | Value | Dollar Year (if applicable) | Source
Financial inputs
Average Pre-Tax Cost of Capital | 8.93% |  | Data provided by GMP
Average Post-Tax Cost of Capital | 6.46% |  | Data provided by GMP
Societal Discount rate | 2% |  | CEG assumption
Capitalized A&G | 5.14% |  | Data provided by GMP
MACRS Depreciation Rate |  |  | See table below.
Income Tax rate | 27.71% |  | Data provided by GMP
Inflation rate | 2.2% |  | Data provided by GMP
Property Tax Rate | 1.7% |  | Data provided by GMP
Handy-Whitman escalator | 6.911% |  | Calculated based on data provided by GMP, avg. 10-yr (2015-2025) for North Atlantic Region, Total Distribution Plant
Benefits / Asset lifetime
Expected Useful Life | Years
OH | 47 |  | Data provided by GMP
UG | 56 |  | Data provided by GMP
BESS | 20 |  | Data provided by GMP
MACRS Depreciation Period
OH | 20 |  | Data provided by GMP
UG | 20 |  | Data provided by GMP
BESS | 5 |  | Data provided by GMP
Book Depreciation Period
OH | 50 |  | Data provided by GMP
UG | 50 |  | Data provided by GMP
BESS | 16 |  | Data provided by GMP
Outage Risk Reduction inputs
Mitigation Effectiveness Score
OH | 90% |  | Manufacturer Claim, input provided by GMP
UG | 98% |  | GMP engineering assumption
Applicability Score
OH | 80.33% |  | CEG analysis of GMP data
UG | 83.36% |  | CEG analysis of GMP data
Other inputs
Reduced Pole attachment revenue ($/mi) | 154.6667 | 2021$ | Data provided by GMP
Inspections - UG ($/mi; every 10 years) | 323.33 | 2026$ | Data provided by GMP
Inspections - OH ($/mi; every 10 years) | 476.4 | 2026$ | Data provided by GMP
Unaccelerated timeline for ZOI improvements | 10 |  | years | What pace would these projects be otherwise undertaken at? For the counterfactual baseline analysis
Percent of UG lines vulnerable to vegetation and storms | 6.9% |  | GMP assumption from email extended from tree trimming to storms | <<follow-up on this…I think just for O&M tree trimming. Should not apply to major storm outages since they are just customer poles.
Net install for property tax purposes | 95%
Total Miles / Customers in FY27 budget
OH - 1PH | 19.95 |  | Summary of miles in FY 27 Resilience Projects list provided by GMP
OH - 3PH | 51.32 |  | Summary of miles in FY 27 Resilience Projects list provided by GMP
UG - 1PH | 49.6 |  | Summary of miles in FY 27 Resilience Projects list provided by GMP
Ratio of baseline capital spend | 10% |  | CEG assumption, based on input from GMP
Downstream outage factors
Zone 1 | 100% |  | CEG assumption, based on engineering input from GMP
Zone 2 | 100% |  | CEG assumption, based on engineering input from GMP
Zone 3 | 50% |  | CEG assumption, based on engineering input from GMP
O&M Cost Input Assumptions per mile
Tree trimming costs, annualized
7-yr Cycle, Annualized costs, Baseline cost per mile | 1869.6903 | 2026$ | Data provided by GMP
7-yr Cycle, Annualized costs, Mitigation cost per mile | 129.1491 | 2026$ | Data provided by GMP
Danger Tree and Tickets cost per mile
Tickets - Baseline cost per mile | 262.3659 | 2025$ | Data provided by GMP
Tickets - UG cost per mile | 65.5915 | 2025$ | Data provided by GMP
Danger Tree - Baseline cost per mile | 56.727 | 2025$ | Data provided by GMP
Danger Tree - UG cost per mile | 5.6727 | 2025$ | Data provided by GMP
Average Storm Outage Cost per FY, 2015-2024 | 24277878.0059 | 2025$ | CEG analysis of Data provided by GMP
Annual increase (linear) | 2663245.8869 | 2025$ | CEG analysis of Data provided by GMP
Avg storm cost per mile OH | 2415.7093 | 2025$ | Row 60 divided by row 64 (total system miles OH)
Avg annual storm cost increase per mile OH | 264.9996 | 2025$ | Row 61 divided by row 64 (total system miles OH)
Total system miles OH | 10050 |  | Data provided by GMP
Average Restoration cost per incident | 472 | 2025$ | Data provided by GMP
Average Non-storm incident percentage | 54.65% |  | Data provided by GMP
Worker Safety Improvement Value - OH | 879.0448 |  | per mile, Calculated by CEG
Worker Safety Improvement Value - UG | 1376.2935 |  | per mile, Calculated by CEG
Societal Safety Improvement Value - OH | 3048.4289 |  | per mile, Calculated by CEG
Societal Safety Improvement Value - UG | 4772.8316 |  | per mile, Calculated by CEG
MACRS table, half-year convention |  |  | Data provided by GMP
Year | 20-year
1 | 3.75%
2 | 7.219%
3 | 6.677%
4 | 6.177%
5 | 5.713%
6 | 5.285%
7 | 4.888%
8 | 4.522%
9 | 4.462%
10 | 4.461%
11 | 4.462%
12 | 4.461%
13 | 4.462%
14 | 4.461%
15 | 4.462%
16 | 4.461%
17 | 4.462%
18 | 4.461%
19 | 4.462%
20 | 4.461%
21 | 2.231%

## Figures_Rebuttal
Table AE-1: Final updated resilience BCA scores by test perspective, using post-tax cost of capital for discount rate
Project Type | Line Phases | UCT | TRC
OH Spacer | 1-Phase | 0.38507 | 2.7998
OH Spacer | 3-Phase | 0.3496 | 21.006
UG CIC | 1-Phase | 0.53933 | 2.7234
Total |  | 0.42878 | 11.4235
Figure AE-2: Comparison of annual system-wide storm costs used in initial BCA modeling with updated storm cost projections from Rhizome storm modeling data
Figure AE-3: BCR by Feeder Results (TRC, discount rate = post-tax cost of capital, no feeder backup value)
Figure AE-4: BCR by Feeder Results (UCT, discount rate = post-tax cost of capital)

## FY27 Resiliency Projects
Final FY27 Resilience Projects List - With Subtotals by Project Type and Line Phase
Mitigation Type | Phase | Feeder ID | District | Project Number | Project Name | 1Ph or 3PH | OH/UG | Distance | Cost Estimate
Overhead Spacer Cable | Three Phase | BV-G43 | Springfield | 203031 | 203031: L43 P57 BV-G43 Mainline | 3PH | OH | 3.7 | 2754059
|  | BV-G44 | Springfield | 199623 | 199623: BV Sub to L4 P126 | 3PH | OH | 1.5 | 1109903
|  | BV-G44 | Springfield | 199973 | 199973: L41 VT Route 106 - Spacer | 3PH | OH | 2.1 | 1553533
|  | BV-G44 | Springfield | 204892 | 204892: L4-L43 poles 1 through 36 | 3PH | OH | 1.65 | 1214917
|  | CS-G34 | Royalton | 203325 | 203325: Chelsea L6 Zone 2 L6 P327 | 3PH | OH | 2.7 | 2009727
|  | CS-G34 | Royalton | 205188 | 205188: L.6 P .251X - P166 | 3PH | OH | 2.8 | 2073314
|  | CS-G34 | Royalton | 205534 | 205534: L6 P126 to P66 | 3PH | OH | 1.9 | 1400395
|  | CV-G65 | Springfield | 175351 | 175351: Cavendish line 2 | 3PH | OH | 1.2 | 917484
|  | CV-G65 | Springfield | 202178 | 202178: CV-G65 L2P206 | 3PH | OH | 5.5 | 4138361
|  | DM-G6 | Brattleboro | 199297 | 199297: L66 P15-1 to L62 P140 | 3PH | OH | 3.3 | 2456234
|  | DM-G6 | Brattleboro | 204888 | 204888: Rt 30-Main Line feeder | 3PH | OH | 5 | 3762144
|  | DM-G6 | Brattleboro | 204889 | 204889: L6-Dover Rd-L61 P1-P121 | 3PH | OH | 4 | 940532
|  | EL-G40 | White River Jct | 197817 | 197817: ELY-129 G40 Zone 1 LC | 3PH | OH | 2.4 | 1782012
|  | EL-G40 | White River Jct | 199494 | 199494: L3P52 | 3PH | OH | 3 | 2227005
|  | EL-G40 | White River Jct | 204106 | 204106: RTE 113 L3 P.141 to P192 | 3PH | OH | 1.7 | 1251737
|  | EL-G40 | White River Jct | 204107 | 204107: Beanville Rd L37 P.X2 P21 | 3PH | OH | 1.12 | 822502
|  | SB-G91 | Rutland | 204891 | 204891: WO212564 - L8 P298 thru P215 | 3PH | OH | 3.3 | 2418666
|  | TH-G16 | White River Jct | 203716 | 203716: RTE 5 L1 P.137 (tag: 4902 | 3PH | OH | 1.5 | 1110638
|  | TH-G16 | White River Jct | 203723 | 203723: RTE 113 L1 Start at P.156 | 3PH | OH | 0.8 | 587651
|  | TH-G16 | White River Jct | 203724 | 203724: RTE 113 L1 P.217 | 3PH | OH | 2.15 | 1591909
[5 empty] | Subtotal - Overhead Spacer Cable - Three Phase |  |  | 51.32 | 36122723 | 703872.233
| Single Phase | DM-G6 | Brattleboro | 199616 | 199616: Newfane L66 P1-105 | 1PH | OH | 2.5 | 1258653
|  | DM-G6 | Brattleboro | 199621 | 199621: Brookline L62 P140-195 | 1PH | OH | 4.75 | 2385224
|  | CH-G11 | Springfield | 201152 | 201152: L342 TOWNSHEND RD | 1PH | OH | 5.2 | 2617704
|  | BV-G44 | Springfield | 204901 | 204901: L434 P3 | 1PH | OH | 4.5 | 2259492
|  | SB-G91 | Rutland | 204902 | 204902: L88 Rt100A, Spacer and CI | 1PH | OH | 3 | 1510218
[5 empty] | Subtotal - Overhead Spacer Cable - Single Phase |  |  | 19.95 | 10031291 | 502821.604
Underground | Single Phase | BV-G43 | Springfield | 201153 | 201153: L438 BROWNSVILLE - CIC | 1PH | UG | 1.5 | 1442345
|  | BV-G43 | Springfield | 204899 | 204899: L43 Brook Rd | 1PH | UG | 1.5 | 1441983
|  | BV-G44 | Springfield | 204893 | 204893: L44 P65 thru P93 | 1PH | UG | 1.75 | 1012095
|  | CH-G11 | Springfield | 204900 | 204900: L3135 Stage Rd | 1PH | UG | 5 | 2891675
|  | CS-G34 | Royalton | 204898 | 204898: L61 P1 - P47 Russell Rd W | 1PH | UG | 3.1 | 1797640
|  | CV-G65 | Springfield | 201142 | 201142: L208 HIGH ST. - CIC | 1PH | UG | 1.9 | 1076503
|  | CV-G65 | Springfield | 204894 | 204894: L209 P1-P53 Tarbel Rd-Kna | 1PH | UG | 2.5 | 1445839
|  | DM-G6 | Brattleboro | 201143 | 201143: L61 DOVER RD. - CIC | 1PH | UG | 4.25 | 2458013
|  | DM-G6 | Brattleboro | 201149 | 201149: L6 VT RT 30 - CIC | 1PH | UG | 4.35 | 2515767
|  | DM-G6 | Brattleboro | 203953 | 203953: L.9-P.61 Quarry Rd | 1PH | UG | 2 | 1156671
|  | DM-G6 | Brattleboro | 203954 | 203954: L633-Timson Hl Rd/Baker B | 1PH | UG | 2.75 | 1590420
|  | DM-G6 | Brattleboro | 204895 | 204895: L65-South Wardsboro Rd | 1PH | UG | 3.35 | 1958291
|  | DM-G6 | Brattleboro | 204896 | 204896: L94-Leonard Rd-Stickney B | 1PH | UG | 3 | 1739649
|  | DM-G6 | Brattleboro | 204897 | 204897: L911-P16 to End Hague Rd | 1PH | UG | 1 | 575258
|  | EL-G40 | White River Jct | 204108 | 204108: S.Vershire Rd L37 21 - 53 | 1PH | UG | 2 | 1159766
|  | SH-G35 | Royalton | 199309 | 199309: Fay Brook Rd. | 1PH | UG | 1.2 | 694311
|  | SH-G35 | Royalton | 199373 | 199373: FAY BROOK RD P.44 -P.75 | 1PH | UG | 1.5 | 867921
|  | SH-G35 | Royalton | 199498 | 199498: Brk Rd. P.75-L.81P.76 | 1PH | UG | 3 | 1735452
|  | SH-G35 | Royalton | 199569 | 199569: Brook Rd. P.76 to 50X | 1PH | UG | 1.7 | 978528
|  | TH-G16 | White River Jct | 203725 | 203725: Tucker Hill L1 294–333 | 1PH | UG | 2.25 | 1304735
[5 empty] | Subtotal - Strategic Undergrounding - Single Phase |  |  | 49.6 | 29842862 | 601670.6048
[5 empty] | Total Overall Portfolio - T&D OH and UG |  |  | 120.87 | 75996876

## Updated BCA results (v2.0)
Baseline Scenario project-level BCR inputs | [18 empty] | WACC |  | WACC |  |  |  |  | WACC | [10 empty] | BASELINE | [726 empty] | ssp370 | [66 empty] | ssp370 | [132 empty] | Additional results to inform sensitivity testing>>>
[18 empty] | 0.0646 | 0.0646 | 0.0646 | 0.0646 | 0.0646 | 0.0646 | 0.0646 | 0.0646 | 0.0646 | 0.0646 | 0.0646 | 0.0646 | 0.0646 | 0.0646 | 0.0646 | 0.0646 | [731 empty] | 1 | 2 | 3 | 4 | 5 | 6 | 7 | 8 | 9 | 10 | 11 | 12 | 13 | 14 | 15 | 16 | 17 | 18 | 19 | 20 | 21 | 22 | 23 | 24 | 25 | 26 | 27 | 28 | 29 | 30 | 31 | 32 | 33 | 34 | 35 | 36 | 37 | 38 | 39 | 40 | 41 | 42 | 43 | 44 | 45 | 46 | 47 | 48 | 49 | 50 | 51 | 52 | 53 | 54 | 55 | 56 | 57 | 58 | 59 | 60 | 61 | 62 | 63 | 64 | 65 | 66 |  | 1 | 2 | 3 | 4 | 5 | 6 | 7 | 8 | 9 | 10 | 11 | 12 | 13 | 14 | 15 | 16 | 17 | 18 | 19 | 20 | 21 | 22 | 23 | 24 | 25 | 26 | 27 | 28 | 29 | 30 | 31 | 32 | 33 | 34 | 35 | 36 | 37 | 38 | 39 | 40 | 41 | 42 | 43 | 44 | 45 | 46 | 47 | 48 | 49 | 50 | 51 | 52 | 53 | 54 | 55 | 56 | 57 | 58 | 59 | 60 | 61 | 62 | 63 | 64 | 65 | 66
[19 empty] | Baseline Totals |  | Baseline - Costs |  |  |  |  | Baseline - Benefits |  |  |  |  | ssp 126 | ssp 245 | ssp 585 |  |  |  |  | CAPEX | [65 empty] | Property Taxes | [65 empty] | Storm outage costs - ssp 370 | [65 empty] | Routine (non-storm) Restoration costs | [65 empty] | Pole Inspections | [65 empty] | Veg Mng - Tree Trimming | [65 empty] | Veg Mng - Tickets | [65 empty] | Veg Mng - Danger Trees | [65 empty] | Reduced pole attachment revenue | [65 empty] | O&M (non-outage related) | [65 empty] | Line Loss Reduction | [66 empty] | 1: Feeder Backup - Res - Total Resilience Value - ssp370 |  | Feeder Backup - NonRes - Total Resilience Value - ssp370 | [132 empty] | Storm restoration - ssp 585 | [65 empty] | Storm restoration - ssp 245 | [65 empty] | Storm restoration - ssp 126
Lookup | CAPEX % (per project type) | Line miles | Circuit | District | Project | Name | Start Tag | Protective device | Phase | OH/UG | Distance | Zone | Customers on project | Construction Cost Estimate (fully loaded) | Feeder Backup? | Customers on feeder backup | Feeder Backed Up | Customers Backed Up on Other Feeder | NPV Total Costs | NPV Total Benefits | NPV Utility CAPEX | NPV Net New Property Tax | NPV Utility Storm Damage Restoration Costs | NPV Utility Non-Storm Damage Restoration Costs | NPV Utility O&M Costs | NPV Customer Cost of Outages - Res | NPV Customer Cost of Outages - Nonres | NPV Feeder Backup Value - Baseline - Res | NPV Feeder Backup Value - Baseline - NonRes | Value of Decreased Line Losses - Line Capacity Improvements | Storm outages - sensitivity | Storm outages - sensitivity | Storm outages - sensitivity | Worker Safety (NA for Baseline) |  |  |  | 2028 | 2029 | 2030 | 2031 | 2032 | 2033 | 2034 | 2035 | 2036 | 2037 | 2038 | 2039 | 2040 | 2041 | 2042 | 2043 | 2044 | 2045 | 2046 | 2047 | 2048 | 2049 | 2050 | 2051 | 2052 | 2053 | 2054 | 2055 | 2056 | 2057 | 2058 | 2059 | 2060 | 2061 | 2062 | 2063 | 2064 | 2065 | 2066 | 2067 | 2068 | 2069 | 2070 | 2071 | 2072 | 2073 | 2074 | 2075 | 2076 | 2077 | 2078 | 2079 | 2080 | 2081 | 2082 | 2083 | 2084 | 2085 | 2086 | 2087 | 2088 | 2089 | 2090 | 2091 | 2092 | 2093 | 2028 | 2029 | 2030 | 2031 | 2032 | 2033 | 2034 | 2035 | 2036 | 2037 | 2038 | 2039 | 2040 | 2041 | 2042 | 2043 | 2044 | 2045 | 2046 | 2047 | 2048 | 2049 | 2050 | 2051 | 2052 | 2053 | 2054 | 2055 | 2056 | 2057 | 2058 | 2059 | 2060 | 2061 | 2062 | 2063 | 2064 | 2065 | 2066 | 2067 | 2068 | 2069 | 2070 | 2071 | 2072 | 2073 | 2074 | 2075 | 2076 | 2077 | 2078 | 2079 | 2080 | 2081 | 2082 | 2083 | 2084 | 2085 | 2086 | 2087 | 2088 | 2089 | 2090 | 2091 | 2092 | 2093 | 2028 | 2029 | 2030 | 2031 | 2032 | 2033 | 2034 | 2035 | 2036 | 2037 | 2038 | 2039 | 2040 | 2041 | 2042 | 2043 | 2044 | 2045 | 2046 | 2047 | 2048 | 2049 | 2050 | 2051 | 2052 | 2053 | 2054 | 2055 | 2056 | 2057 | 2058 | 2059 | 2060 | 2061 | 2062 | 2063 | 2064 | 2065 | 2066 | 2067 | 2068 | 2069 | 2070 | 2071 | 2072 | 2073 | 2074 | 2075 | 2076 | 2077 | 2078 | 2079 | 2080 | 2081 | 2082 | 2083 | 2084 | 2085 | 2086 | 2087 | 2088 | 2089 | 2090 | 2091 | 2092 | 2093 | 2028 | 2029 | 2030 | 2031 | 2032 | 2033 | 2034 | 2035 | 2036 | 2037 | 2038 | 2039 | 2040 | 2041 | 2042 | 2043 | 2044 | 2045 | 2046 | 2047 | 2048 | 2049 | 2050 | 2051 | 2052 | 2053 | 2054 | 2055 | 2056 | 2057 | 2058 | 2059 | 2060 | 2061 | 2062 | 2063 | 2064 | 2065 | 2066 | 2067 | 2068 | 2069 | 2070 | 2071 | 2072 | 2073 | 2074 | 2075 | 2076 | 2077 | 2078 | 2079 | 2080 | 2081 | 2082 | 2083 | 2084 | 2085 | 2086 | 2087 | 2088 | 2089 | 2090 | 2091 | 2092 | 2093 | 2028 | 2029 | 2030 | 2031 | 2032 | 2033 | 2034 | 2035 | 2036 | 2037 | 2038 | 2039 | 2040 | 2041 | 2042 | 2043 | 2044 | 2045 | 2046 | 2047 | 2048 | 2049 | 2050 | 2051 | 2052 | 2053 | 2054 | 2055 | 2056 | 2057 | 2058 | 2059 | 2060 | 2061 | 2062 | 2063 | 2064 | 2065 | 2066 | 2067 | 2068 | 2069 | 2070 | 2071 | 2072 | 2073 | 2074 | 2075 | 2076 | 2077 | 2078 | 2079 | 2080 | 2081 | 2082 | 2083 | 2084 | 2085 | 2086 | 2087 | 2088 | 2089 | 2090 | 2091 | 2092 | 2093 | 2028 | 2029 | 2030 | 2031 | 2032 | 2033 | 2034 | 2035 | 2036 | 2037 | 2038 | 2039 | 2040 | 2041 | 2042 | 2043 | 2044 | 2045 | 2046 | 2047 | 2048 | 2049 | 2050 | 2051 | 2052 | 2053 | 2054 | 2055 | 2056 | 2057 | 2058 | 2059 | 2060 | 2061 | 2062 | 2063 | 2064 | 2065 | 2066 | 2067 | 2068 | 2069 | 2070 | 2071 | 2072 | 2073 | 2074 | 2075 | 2076 | 2077 | 2078 | 2079 | 2080 | 2081 | 2082 | 2083 | 2084 | 2085 | 2086 | 2087 | 2088 | 2089 | 2090 | 2091 | 2092 | 2093 | 2028 | 2029 | 2030 | 2031 | 2032 | 2033 | 2034 | 2035 | 2036 | 2037 | 2038 | 2039 | 2040 | 2041 | 2042 | 2043 | 2044 | 2045 | 2046 | 2047 | 2048 | 2049 | 2050 | 2051 | 2052 | 2053 | 2054 | 2055 | 2056 | 2057 | 2058 | 2059 | 2060 | 2061 | 2062 | 2063 | 2064 | 2065 | 2066 | 2067 | 2068 | 2069 | 2070 | 2071 | 2072 | 2073 | 2074 | 2075 | 2076 | 2077 | 2078 | 2079 | 2080 | 2081 | 2082 | 2083 | 2084 | 2085 | 2086 | 2087 | 2088 | 2089 | 2090 | 2091 | 2092 | 2093 | 2028 | 2029 | 2030 | 2031 | 2032 | 2033 | 2034 | 2035 | 2036 | 2037 | 2038 | 2039 | 2040 | 2041 | 2042 | 2043 | 2044 | 2045 | 2046 | 2047 | 2048 | 2049 | 2050 | 2051 | 2052 | 2053 | 2054 | 2055 | 2056 | 2057 | 2058 | 2059 | 2060 | 2061 | 2062 | 2063 | 2064 | 2065 | 2066 | 2067 | 2068 | 2069 | 2070 | 2071 | 2072 | 2073 | 2074 | 2075 | 2076 | 2077 | 2078 | 2079 | 2080 | 2081 | 2082 | 2083 | 2084 | 2085 | 2086 | 2087 | 2088 | 2089 | 2090 | 2091 | 2092 | 2093 | 2028 | 2029 | 2030 | 2031 | 2032 | 2033 | 2034 | 2035 | 2036 | 2037 | 2038 | 2039 | 2040 | 2041 | 2042 | 2043 | 2044 | 2045 | 2046 | 2047 | 2048 | 2049 | 2050 | 2051 | 2052 | 2053 | 2054 | 2055 | 2056 | 2057 | 2058 | 2059 | 2060 | 2061 | 2062 | 2063 | 2064 | 2065 | 2066 | 2067 | 2068 | 2069 | 2070 | 2071 | 2072 | 2073 | 2074 | 2075 | 2076 | 2077 | 2078 | 2079 | 2080 | 2081 | 2082 | 2083 | 2084 | 2085 | 2086 | 2087 | 2088 | 2089 | 2090 | 2091 | 2092 | 2093 | 2028 | 2029 | 2030 | 2031 | 2032 | 2033 | 2034 | 2035 | 2036 | 2037 | 2038 | 2039 | 2040 | 2041 | 2042 | 2043 | 2044 | 2045 | 2046 | 2047 | 2048 | 2049 | 2050 | 2051 | 2052 | 2053 | 2054 | 2055 | 2056 | 2057 | 2058 | 2059 | 2060 | 2061 | 2062 | 2063 | 2064 | 2065 | 2066 | 2067 | 2068 | 2069 | 2070 | 2071 | 2072 | 2073 | 2074 | 2075 | 2076 | 2077 | 2078 | 2079 | 2080 | 2081 | 2082 | 2083 | 2084 | 2085 | 2086 | 2087 | 2088 | 2089 | 2090 | 2091 | 2092 | 2093 | 2028 | 2029 | 2030 | 2031 | 2032 | 2033 | 2034 | 2035 | 2036 | 2037 | 2038 | 2039 | 2040 | 2041 | 2042 | 2043 | 2044 | 2045 | 2046 | 2047 | 2048 | 2049 | 2050 | 2051 | 2052 | 2053 | 2054 | 2055 | 2056 | 2057 | 2058 | 2059 | 2060 | 2061 | 2062 | 2063 | 2064 | 2065 | 2066 | 2067 | 2068 | 2069 | 2070 | 2071 | 2072 | 2073 | 2074 | 2075 | 2076 | 2077 | 2078 | 2079 | 2080 | 2081 | 2082 | 2083 | 2084 | 2085 | 2086 | 2087 | 2088 | 2089 | 2090 | 2091 | 2092 | 2093 |  | 2028 | 2029 | 2030 | 2031 | 2032 | 2033 | 2034 | 2035 | 2036 | 2037 | 2038 | 2039 | 2040 | 2041 | 2042 | 2043 | 2044 | 2045 | 2046 | 2047 | 2048 | 2049 | 2050 | 2051 | 2052 | 2053 | 2054 | 2055 | 2056 | 2057 | 2058 | 2059 | 2060 | 2061 | 2062 | 2063 | 2064 | 2065 | 2066 | 2067 | 2068 | 2069 | 2070 | 2071 | 2072 | 2073 | 2074 | 2075 | 2076 | 2077 | 2078 | 2079 | 2080 | 2081 | 2082 | 2083 | 2084 | 2085 | 2086 | 2087 | 2088 | 2089 | 2090 | 2091 | 2092 | 2093 |  | 2028 | 2029 | 2030 | 2031 | 2032 | 2033 | 2034 | 2035 | 2036 | 2037 | 2038 | 2039 | 2040 | 2041 | 2042 | 2043 | 2044 | 2045 | 2046 | 2047 | 2048 | 2049 | 2050 | 2051 | 2052 | 2053 | 2054 | 2055 | 2056 | 2057 | 2058 | 2059 | 2060 | 2061 | 2062 | 2063 | 2064 | 2065 | 2066 | 2067 | 2068 | 2069 | 2070 | 2071 | 2072 | 2073 | 2074 | 2075 | 2076 | 2077 | 2078 | 2079 | 2080 | 2081 | 2082 | 2083 | 2084 | 2085 | 2086 | 2087 | 2088 | 2089 | 2090 | 2091 | 2092 | 2093 | <<This space left blank. Worker Safety not included as a Baseline Scenario benefit, as the net benefit is calculated separately. See Exh. GMP-AE-XX>> | [66 empty] | 2028 | 2029 | 2030 | 2031 | 2032 | 2033 | 2034 | 2035 | 2036 | 2037 | 2038 | 2039 | 2040 | 2041 | 2042 | 2043 | 2044 | 2045 | 2046 | 2047 | 2048 | 2049 | 2050 | 2051 | 2052 | 2053 | 2054 | 2055 | 2056 | 2057 | 2058 | 2059 | 2060 | 2061 | 2062 | 2063 | 2064 | 2065 | 2066 | 2067 | 2068 | 2069 | 2070 | 2071 | 2072 | 2073 | 2074 | 2075 | 2076 | 2077 | 2078 | 2079 | 2080 | 2081 | 2082 | 2083 | 2084 | 2085 | 2086 | 2087 | 2088 | 2089 | 2090 | 2091 | 2092 | 2093 | 2028 | 2029 | 2030 | 2031 | 2032 | 2033 | 2034 | 2035 | 2036 | 2037 | 2038 | 2039 | 2040 | 2041 | 2042 | 2043 | 2044 | 2045 | 2046 | 2047 | 2048 | 2049 | 2050 | 2051 | 2052 | 2053 | 2054 | 2055 | 2056 | 2057 | 2058 | 2059 | 2060 | 2061 | 2062 | 2063 | 2064 | 2065 | 2066 | 2067 | 2068 | 2069 | 2070 | 2071 | 2072 | 2073 | 2074 | 2075 | 2076 | 2077 | 2078 | 2079 | 2080 | 2081 | 2082 | 2083 | 2084 | 2085 | 2086 | 2087 | 2088 | 2089 | 2090 | 2091 | 2092 | 2093 | 2028 | 2029 | 2030 | 2031 | 2032 | 2033 | 2034 | 2035 | 2036 | 2037 | 2038 | 2039 | 2040 | 2041 | 2042 | 2043 | 2044 | 2045 | 2046 | 2047 | 2048 | 2049 | 2050 | 2051 | 2052 | 2053 | 2054 | 2055 | 2056 | 2057 | 2058 | 2059 | 2060 | 2061 | 2062 | 2063 | 2064 | 2065 | 2066 | 2067 | 2068 | 2069 | 2070 | 2071 | 2072 | 2073 | 2074 | 2075 | 2076 | 2077 | 2078 | 2079 | 2080 | 2081 | 2082 | 2083 | 2084 | 2085 | 2086 | 2087 | 2088 | 2089 | 2090 | 2091 | 2092 | 2093
OH-3PH | 2.54% | 2.338% | CV-G65 | Springfield | 175351 | 175351: Cavendish line 2 | 520170 | Sub Breaker | 3PH | OH | 1.2 | Zone 1 | 331 | 917484 | Main line feed backs up BV-G44 | 339 Customers on CV-G65 and 792 on BV-G44 | BV-G44 | 792 | 1066043.2517 |  | 883267.6383 | 182775.6134 | 36995.4857 | 11244.1181 | 0 | 155755.9871 | 3328448.8986 | 1373924.3288 | 29360264.1228 | 14034.9568 | 36170.2691 | 37201.1684 | 38122.3284 |  |  |  |  | 9926.2999 | 19827.9924 | 29671.3038 | 39466.7805 | 49224.3148 | 58953.1994 | 68662.171 | 78359.4541 | 88049.6283 | 97733.2297 | 95070.6482 | 92431.7914 | 89858.4922 | 87337.4865 | 84856.3188 | 82403.2763 | 79967.3337 | 77538.0985 | 75109.7056 | 72681.3128 | 70278.2499 | 67951.7228 | 65728.7451 | 63611.5951 | 61602.6009 | 59704.142 | 57918.65 | 56248.6103 | 54696.5629 | 53265.1035 | 51925.3973 | 50616.5011 | 49307.6049 | 47998.7087 | 46689.8125 | 45380.9163 | 44072.0202 | 42763.124 | 41454.2278 | 40145.3316 | 38836.4354 | 37527.5392 | 36218.643 | 34909.7468 | 33600.8507 | 32291.9545 | 30983.0583 | 29674.1621 | 28365.2659 | 27056.3697 | 23971.7296 | 20966.4712 | 18042.3409 | 15201.1237 | 12444.6434 | 9774.7644 | 7193.392 | 4702.4731 | 2303.9979 | 2.0794e-12 | 2.0794e-12 | 2.0794e-12 | 2.0794e-12 | 0 | 0 | 0 | 1481.7367 | 2996.0715 | 4543.7218 | 6125.4203 | 7741.9162 | 9393.975 | 11082.3791 | 12807.9281 | 12807.9281 | 16373.7475 | 16373.7475 | 16373.7475 | 16373.7475 | 16373.7475 | 16373.7475 | 16373.7475 | 16373.7475 | 16373.7475 | 16373.7475 | 16373.7475 | 16373.7475 | 16373.7475 | 16373.7475 | 16373.7475 | 16373.7475 | 16373.7475 | 16373.7475 | 16373.7475 | 16373.7475 | 16373.7475 | 16373.7475 | 16373.7475 | 16373.7475 | 16373.7475 | 16373.7475 | 16373.7475 | 16373.7475 | 16373.7475 | 16373.7475 | 16373.7475 | 16373.7475 | 16373.7475 | 16373.7475 | 16373.7475 | 16373.7475 | 16373.7475 | 16373.7475 | 16373.7475 | 16373.7475 | 16373.7475 | 14892.0109 | 13377.676 | 11830.0258 | 10248.3272 | 8631.8313 | 6979.7725 | 5291.3684 | 3565.8194 | 1802.3083 | 0 | 0 | 0 | 0 | 0 | 0 | 0 | 4104.7948 | 3941.1609 | 3468.1108 | 3406.9114 | 3108.3018 | 2786.3216 | 2343.4518 | 2017.2429 | 1748.149 | 1524.2186 | 1489.849 | 1494.4205 | 1670.4447 | 1644.8283 | 1610.3831 | 1655.1761 | 1724.7103 | 1762.7673 | 1842.61 | 1827.2418 | 1903.8158 | 2007.5136 | 2035.6867 | 2100.8141 | 2164.8963 | 2121.6712 | 2278.6462 | 2275.5671 | 2250.6384 | 2314.1464 | 2449.2883 | 2535.0763 | 2499.5907 | 2482.9658 | 2754.6432 | 2846.7175 | 2904.9464 | 2883.7634 | 3060.6495 | 3118.2263 | 2978.5879 | 3240.7347 | 3138.8442 | 3342.5156 | 3292.2245 | 3398.5304 | 3582.4809 | 998.0696 | 932.2847 | 784.8624 | 673.1053 | 540.1106 | 433.7915 | 332.3213 | 232.7817 | 113.4781 | 0 | 0 | 0 | 0 | 0 | 0 | 0 | 0 | 0 |  | 1011.4237 | 956.6685 | 902.4823 | 848.8367 | 795.7037 | 743.0557 | 690.8651 | 639.1049 | 587.7481 | 536.7681 | 548.577 | 560.6457 | 572.9799 | 585.5855 | 598.4684 | 611.6347 | 625.0906 | 638.8426 | 652.8971 | 667.2609 | 681.9406 | 696.9433 | 712.2761 | 727.9461 | 743.961 | 760.3281 | 777.0553 | 794.1505 | 811.6218 | 829.4775 | 847.726 | 866.376 | 885.4363 | 904.9159 | 924.824 | 945.1702 | 965.9639 | 987.2151 | 1008.9338 | 1031.1304 | 1053.8152 | 1076.9992 | 1100.6932 | 1124.9084 | 1149.6564 | 1174.9488 | 1200.7977 | 607.5237 | 538.8318 | 470.5187 | 402.549 | 334.8879 | 267.5006 | 200.3524 | 133.4091 | 66.6363 | 0 | 0 | 0 | 0 | 0 | 0 | 0 | 0 | 0 | 0 | 0 | 0 | 0 | 0 | 0 | 0 | 0 | 0 | 0 | 0 | 0 | 0 | 0 | 0 | 0 | 0 | 0 | 0 | 0 | 0 | 0 | 0 | 0 | 0 | 0 | 0 | 0 | 0 | 0 | 0 | 0 | 0 | 0 | 0 | 0 | 0 | 0 | 0 | 0 | 0 | 0 | 0 | 0 | 0 | 0 | 0 | 0 | 0 | 0 | 0 | 0 | 0 | 0 | 0 | 0 | 0 | 0 | 0 | 0 | 0 | 0 | 0 | 0 | 0 | 0 | 0 | 0 | 0 | 0 | 0 | 0 | 0 | 0 | 0 | 0 | 0 | 0 | 0 | 0 | 0 | 0 | 0 | 0 | 0 | 0 | 0 | 0 | 0 | 0 | 0 | 0 | 0 | 0 | 0 | 0 | 0 | 0 | 0 | 0 | 0 | 0 | 0 | 0 | 0 | 0 | 0 | 0 | 0 | 0 | 0 | 0 | 0 | 0 | 0 | 0 | 0 | 0 | 0 | 0 | 0 | 0 | 0 | 0 | 0 | 0 | 0 | 0 | 0 | 0 | 0 | 0 | 0 | 0 | 0 | 0 | 0 | 0 | 0 | 0 | 0 | 0 | 0 | 0 | 0 | 0 | 0 | 0 | 0 | 0 | 0 | 0 | 0 | 0 | 0 | 0 | 0 | 0 | 0 | 0 | 0 | 0 | 0 | 0 | 0 | 0 | 0 | 0 | 0 | 0 | 0 | 0 | 0 | 0 | 0 | 0 | 0 | 0 | 0 | 0 | 0 | 0 | 0 | 0 | 0 | 0 | 0 | 0 | 0 | 0 | 0 | 0 | 0 | 0 | 0 | 0 | 0 | 0 | 0 | 0 | 0 | 0 | 0 | 0 | 0 | 0 | 0 | 0 | 0 | 0 | 0 | 0 | 0 | 0 | 0 | 0 | 0 | 0 | 0 | 0 | 0 | 0 | 0 | 0 | 0 | 0 | 0 | 0 | 0 | 0 | 0 | 0 | 0 | 0 | 0 | 0 | 0 | 0 | 0 | 0 | 0 | 0 | 0 | 0 | 0 | 0 | 0 | 0 | 0 | 0 | 0 | 0 | 0 | 0 | 0 | 0 | 0 | 0 | 0 | 0 | 0 | 0 | 0 | 0 | 0 | 0 | 0 | 0 | 0 | 0 | 0 | 0 | 0 | 0 | 0 | 0 | 0 | 0 | 0 | 0 | 0 | 0 | 0 | 0 | 0 | 0 | 0 | 0 | 0 | 0 | 0 | 0 | 0 | 0 | 0 | 0 | 0 | 0 | 0 | 0 | 0 | 0 | 0 | 0 | 0 | 0 | 0 | 0 | 0 | 0 | 0 | 0 | 0 | 0 | 0 | 0 | 0 | 0 | 0 | 0 | 0 | 0 | 0 | 0 | 0 | 0 | 0 | 0 | 0 | 0 | 0 | 0 | 0 | 0 | 0 | 0 | 0 | 0 | 0 | 0 | 0 | 0 | 0 | 0 | 0 | 0 | 0 | 0 | 0 | 0 | 0 | 0 | 0 | 0 | 0 | 0 | 0 | 0 | 0 | 0 | 0 | 0 | 0 | 0 | 0 | 0 | 0 | 0 | 0 | 0 | 0 | 0 | 0 | 0 | 0 | 0 | 0 | 0 | 0 | 0 | 0 | 0 | 0 | 0 | 0 | 0 | 0 | 0 | 0 | 0 | 0 | 0 | 0 | 0 | 0 | 0 | 0 | 107.6264 | 213.9788 | 308.5126 | 407.8599 | 512.4282 | 614.5244 | 715.7773 | 816.8362 | 917.7526 | 1018.5776 | 1038.9492 | 1059.7281 | 1080.9227 | 1102.5412 | 1124.592 | 1147.0838 | 1170.0255 | 1193.426 | 1217.2945 | 1241.6404 | 1266.4732 | 1291.8027 | 1317.6388 | 1343.9915 | 1370.8714 | 1398.2888 | 1426.2546 | 1454.7797 | 1483.8752 | 1513.5528 | 1543.8238 | 1577.7879 | 1612.4993 | 1647.9743 | 1684.2297 | 1721.2827 | 1759.151 | 1797.8523 | 1837.405 | 1877.8279 | 1919.1402 | 1961.3612 | 2004.5112 | 2048.6104 | 2093.6799 | 2139.7408 | 2186.8151 | 1963.4699 | 1741.4631 | 1520.6803 | 1301.0076 | 1082.332 | 864.5413 | 647.5236 | 431.1678 | 215.3634 | 0 | 0 | 0 | 0 | 0 | 0 | 0 | 0 | 0 | 0 |  | 0 | 0 | 0 | 0 | 0 | 0 | 77001.7001 | 88009.9083 | 100511.5157 | 112591.5173 | 115090.7234 | 118743.3494 | 120021.2631 | 122919.9091 | 126841.3712 | 130733.5103 | 132646.6487 | 135556.1742 | 138604.745 | 141342.04 | 143284.1834 | 146515.5461 | 150794.1668 | 154945.8801 | 159050.311 | 163931.6879 | 168204.0277 | 173988.2091 | 178430.9699 | 182767.029 | 186844.5241 | 192665.7722 | 196407.7417 | 200037.9244 | 204171.0412 | 208386.0915 | 213000.91 | 214514.0237 | 219725.7411 | 225246.7783 | 229649.4778 | 235835.8502 | 241684.7163 | 249961.236 | 255256.5048 | 264341.0287 | 272132.9048 | 0 | 0 | 0 | 0 | 0 | 0 | 0 | 0 | 0 | 0 | 0 | 0 | 0 | 0 | 0 | 0 | 0 | 0 | 0 |  | 0 | 0 | 0 | 0 | 0 | 0 | 1645498.3775 | 1880739.7898 | 2147894.6009 | 2406039.8503 | 2459446.9765 | 2537502.2688 | 2564810.8214 | 2626753.8329 | 2710554.0546 | 2793727.6543 | 2834610.7273 | 2896786.2319 | 2961933.0829 | 3020428.0826 | 3061930.9829 | 3130984.0287 | 3222416.6013 | 3311137.2062 | 3398847.4057 | 3503160.6571 | 3594459.0087 | 3718064.8653 | 3813005.049 | 3905665.0591 | 3992799.6492 | 4117197.6083 | 4197162.1377 | 4274737.8234 | 4363061.0292 | 4453135.1227 | 4551752.1191 | 4584086.8097 | 4695459.3197 | 4813441.8803 | 4907525.9688 | 5039726.5025 | 5164714.6459 | 5341580.8693 | 5454738.8412 | 5648871.8182 | 5815381.3809 | 0 | 0 | 0 | 0 | 0 | 0 | 0 | 0 | 0 | 0 | 0 | 0 | 0 | 0 | 0 | 0 | 0 | 0 | 0 | [67 empty] | 4260.415 | 3983.9824 | 3827.2431 | 3462.716 | 2976.0581 | 2684.3972 | 2448.3227 | 2131.5811 | 1816.7214 | 1550.882 | 1608.6537 | 1606.9067 | 1677.6038 | 1623.5987 | 1755.5933 | 1742.4515 | 1857.2944 | 1813.2935 | 1819.611 | 1954.8892 | 1991.6858 | 2064.7478 | 2167.5273 | 2098.0438 | 2151.1747 | 2285.1097 | 2243.5359 | 2296.5102 | 2381.5228 | 2524.2567 | 2471.6443 | 2477.0605 | 2598.8222 | 2758.9952 | 2754.8776 | 2931.3383 | 2991.3431 | 3057.3279 | 2967.683 | 3233.2756 | 3099.6038 | 3407.2969 | 3242.5968 | 3532.9539 | 3485.0587 | 3533.2036 | 3685.4337 | 1011.3587 | 922.7844 | 783.1891 | 672.2008 | 560.0597 | 447.3758 | 340.4026 | 230.5947 | 114.8103 | 0 | 0 | 0 | 0 | 0 | 0 | 0 | 0 | 0 |  | 4278.7641 | 3806.7984 | 3608.7333 | 3416.8087 | 3042.6929 | 2572.9473 | 2494.1142 | 2044.1172 | 1863.3527 | 1547.6478 | 1537.5226 | 1621.0235 | 1620.5486 | 1654.1357 | 1695.4688 | 1750.1326 | 1694.2146 | 1782.6456 | 1856.1344 | 1949.5062 | 1925.3984 | 2041.1434 | 2110.082 | 2162.9028 | 2082.237 | 2210.0067 | 2274.2697 | 2313.7061 | 2362.5794 | 2331.6968 | 2295.3225 | 2382.6357 | 2487.2248 | 2638.239 | 2569.3829 | 2721.6805 | 2706.2742 | 2653.5336 | 2899.1236 | 2850.7845 | 3064.635 | 3015.2364 | 3055.4345 | 3084.3408 | 3201.1523 | 3255.0043 | 3439.0112 | 941.7352 | 836.3804 | 747.6527 | 620.016 | 535.239 | 424.3301 | 329.034 | 222.0538 | 105.0409 | 0 | 0 | 0 | 0 | 0 | 0 | 0 | 0 | 0 |  | 4081.0574 | 4019.0339 | 3552.1261 | 3152.6227 | 2935.5813 | 2635.8355 | 2250.1721 | 2002.6384 | 1790.5956 | 1429.7732 | 1452.4116 | 1522.9031 | 1551.1884 | 1624.6017 | 1696.5923 | 1748.4956 | 1667.2632 | 1799.7849 | 1801.5814 | 1793.9779 | 1893.4095 | 1975.2895 | 1968.1943 | 1995.7692 | 2045.9517 | 2113.3287 | 2065.758 | 2195.6425 | 2106.5348 | 2221.523 | 2367.9075 | 2405.6157 | 2489.0894 | 2434.388 | 2599.5677 | 2519.7675 | 2644.2733 | 2855.7503 | 2757.7545 | 2879.4553 | 2905.548 | 3003.8426 | 3138.9561 | 3168.0448 | 3231.1209 | 3347.678 | 3408.0904 | 971.3827 | 873.7335 | 705.8809 | 654.7628 | 510.483 | 435.9162 | 318.6274 | 216.6193 | 104.2794 | 0 | 0 | 0 | 0 | 0 | 0 | 0 | 0 | 0
OH-3PH | 4.933% | 4.677% | EL-G40 | White River Jct | 197817 | 197817: ELY-129 G40 Zone 1 LC | 620436 | 0 | 3PH | OH | 2.4 | Zone 2 | 1015 | 1782012 |  |  |  |  | 2070555.854 |  | 1715554.2012 | 355001.6528 | 73990.9714 | 25609.4855 | 0 | 276134.2336 | 8809768.6899 | 0 | 0 | 28069.9136 | 72340.5382 | 74402.3367 | 76244.6568 |  |  |  |  | 19279.6666 | 38511.5384 | 57630.0181 | 76655.589 | 95607.4652 | 114503.6958 | 133361.2495 | 152196.1009 | 171017.1449 | 189825.4227 | 184653.9405 | 179528.5382 | 174530.4675 | 169633.9652 | 164814.8398 | 160050.3412 | 155319.0555 | 150600.7973 | 145884.1753 | 141167.5534 | 136500.1293 | 131981.3592 | 127663.7114 | 123551.6106 | 119649.5787 | 115962.2374 | 112494.3098 | 109250.623 | 106236.1103 | 103455.8136 | 100853.7272 | 98311.4827 | 95769.2381 | 93226.9935 | 90684.749 | 88142.5044 | 85600.2598 | 83058.0153 | 80515.7707 | 77973.5261 | 75431.2816 | 72889.037 | 70346.7924 | 67804.5479 | 65262.3033 | 62720.0587 | 60177.8142 | 57635.5696 | 55093.325 | 52551.0805 | 46559.8417 | 40722.7845 | 35043.3011 | 29524.858 | 24170.998 | 18985.342 | 13971.5906 | 9133.5255 | 4475.0119 | 4.0387e-12 | 4.0387e-12 | 4.0387e-12 | 4.0387e-12 | 0 | 0 | 0 | 2877.9494 | 5819.2136 | 8825.1857 | 11897.2892 | 15036.9789 | 18245.7419 | 21525.0976 | 24876.5991 | 24876.5991 | 31802.4234 | 31802.4234 | 31802.4234 | 31802.4234 | 31802.4234 | 31802.4234 | 31802.4234 | 31802.4234 | 31802.4234 | 31802.4234 | 31802.4234 | 31802.4234 | 31802.4234 | 31802.4234 | 31802.4234 | 31802.4234 | 31802.4234 | 31802.4234 | 31802.4234 | 31802.4234 | 31802.4234 | 31802.4234 | 31802.4234 | 31802.4234 | 31802.4234 | 31802.4234 | 31802.4234 | 31802.4234 | 31802.4234 | 31802.4234 | 31802.4234 | 31802.4234 | 31802.4234 | 31802.4234 | 31802.4234 | 31802.4234 | 31802.4234 | 31802.4234 | 31802.4234 | 31802.4234 | 31802.4234 | 28924.474 | 25983.2097 | 22977.2376 | 19905.1342 | 16765.4444 | 13556.6815 | 10277.3258 | 6925.8243 | 3500.5897 | 0 | 0 | 0 | 0 | 0 | 0 | 0 | 8209.5896 | 7882.3217 | 6936.2217 | 6813.8228 | 6216.6036 | 5572.6431 | 4686.9036 | 4034.4859 | 3496.298 | 3048.4372 | 2979.698 | 2988.8411 | 3340.8894 | 3289.6565 | 3220.7662 | 3310.3522 | 3449.4205 | 3525.5346 | 3685.22 | 3654.4836 | 3807.6316 | 4015.0271 | 4071.3733 | 4201.6282 | 4329.7927 | 4243.3424 | 4557.2925 | 4551.1342 | 4501.2767 | 4628.2928 | 4898.5766 | 5070.1525 | 4999.1815 | 4965.9315 | 5509.2865 | 5693.435 | 5809.8928 | 5767.5267 | 6121.299 | 6236.4525 | 5957.1758 | 6481.4695 | 6277.6883 | 6685.0312 | 6584.449 | 6797.0608 | 7164.9619 | 1996.1392 | 1864.5694 | 1569.7248 | 1346.2107 | 1080.2212 | 867.583 | 664.6426 | 465.5634 | 226.9562 | 0 | 0 | 0 | 0 | 0 | 0 | 0 | 0 | 0 |  | 2303.6081 | 2178.8982 | 2055.4842 | 1933.3016 | 1812.2865 | 1692.3758 | 1573.5071 | 1455.6185 | 1338.6489 | 1222.5374 | 1249.4333 | 1276.9208 | 1305.013 | 1333.7233 | 1363.0652 | 1393.0527 | 1423.6998 | 1455.0212 | 1487.0317 | 1519.7464 | 1553.1808 | 1587.3508 | 1622.2725 | 1657.9625 | 1694.4377 | 1731.7153 | 1769.813 | 1808.7489 | 1848.5414 | 1889.2093 | 1930.7719 | 1973.2489 | 2016.6604 | 2061.0269 | 2106.3695 | 2152.7096 | 2200.0693 | 2248.4708 | 2297.9371 | 2348.4917 | 2400.1586 | 2452.9621 | 2506.9272 | 2562.0796 | 2618.4454 | 2676.0512 | 2734.9243 | 1383.6896 | 1227.2377 | 1071.6484 | 916.8415 | 762.7372 | 609.2564 | 456.3205 | 303.8511 | 151.7701 | 0 | 0 | 0 | 0 | 0 | 0 | 0 | 0 | 0 | 0 | 0 | 0 | 0 | 0 | 0 | 0 | 0 | 0 | 0 | 0 | 0 | 0 | 0 | 0 | 0 | 0 | 0 | 0 | 0 | 0 | 0 | 0 | 0 | 0 | 0 | 0 | 0 | 0 | 0 | 0 | 0 | 0 | 0 | 0 | 0 | 0 | 0 | 0 | 0 | 0 | 0 | 0 | 0 | 0 | 0 | 0 | 0 | 0 | 0 | 0 | 0 | 0 | 0 | 0 | 0 | 0 | 0 | 0 | 0 | 0 | 0 | 0 | 0 | 0 | 0 | 0 | 0 | 0 | 0 | 0 | 0 | 0 | 0 | 0 | 0 | 0 | 0 | 0 | 0 | 0 | 0 | 0 | 0 | 0 | 0 | 0 | 0 | 0 | 0 | 0 | 0 | 0 | 0 | 0 | 0 | 0 | 0 | 0 | 0 | 0 | 0 | 0 | 0 | 0 | 0 | 0 | 0 | 0 | 0 | 0 | 0 | 0 | 0 | 0 | 0 | 0 | 0 | 0 | 0 | 0 | 0 | 0 | 0 | 0 | 0 | 0 | 0 | 0 | 0 | 0 | 0 | 0 | 0 | 0 | 0 | 0 | 0 | 0 | 0 | 0 | 0 | 0 | 0 | 0 | 0 | 0 | 0 | 0 | 0 | 0 | 0 | 0 | 0 | 0 | 0 | 0 | 0 | 0 | 0 | 0 | 0 | 0 | 0 | 0 | 0 | 0 | 0 | 0 | 0 | 0 | 0 | 0 | 0 | 0 | 0 | 0 | 0 | 0 | 0 | 0 | 0 | 0 | 0 | 0 | 0 | 0 | 0 | 0 | 0 | 0 | 0 | 0 | 0 | 0 | 0 | 0 | 0 | 0 | 0 | 0 | 0 | 0 | 0 | 0 | 0 | 0 | 0 | 0 | 0 | 0 | 0 | 0 | 0 | 0 | 0 | 0 | 0 | 0 | 0 | 0 | 0 | 0 | 0 | 0 | 0 | 0 | 0 | 0 | 0 | 0 | 0 | 0 | 0 | 0 | 0 | 0 | 0 | 0 | 0 | 0 | 0 | 0 | 0 | 0 | 0 | 0 | 0 | 0 | 0 | 0 | 0 | 0 | 0 | 0 | 0 | 0 | 0 | 0 | 0 | 0 | 0 | 0 | 0 | 0 | 0 | 0 | 0 | 0 | 0 | 0 | 0 | 0 | 0 | 0 | 0 | 0 | 0 | 0 | 0 | 0 | 0 | 0 | 0 | 0 | 0 | 0 | 0 | 0 | 0 | 0 | 0 | 0 | 0 | 0 | 0 | 0 | 0 | 0 | 0 | 0 | 0 | 0 | 0 | 0 | 0 | 0 | 0 | 0 | 0 | 0 | 0 | 0 | 0 | 0 | 0 | 0 | 0 | 0 | 0 | 0 | 0 | 0 | 0 | 0 | 0 | 0 | 0 | 0 | 0 | 0 | 0 | 0 | 0 | 0 | 0 | 0 | 0 | 0 | 0 | 0 | 0 | 0 | 0 | 0 | 0 | 0 | 0 | 0 | 0 | 0 | 0 | 0 | 0 | 0 | 0 | 0 | 0 | 0 | 0 | 0 | 0 | 0 | 0 | 0 | 0 | 0 | 0 | 0 | 0 | 0 | 0 | 0 | 0 | 0 | 0 | 0 | 0 | 0 | 0 | 0 | 0 | 0 | 0 | 0 | 0 | 0 | 0 | 0 | 0 | 0 | 0 | 0 | 0 | 0 | 0 | 0 | 215.2528 | 427.9575 | 617.0252 | 815.7199 | 1024.8564 | 1229.0488 | 1431.5546 | 1633.6724 | 1835.5052 | 2037.1552 | 2077.8983 | 2119.4563 | 2161.8454 | 2205.0823 | 2249.184 | 2294.1677 | 2340.051 | 2386.852 | 2434.5891 | 2483.2809 | 2532.9465 | 2583.6054 | 2635.2775 | 2687.9831 | 2741.7427 | 2796.5776 | 2852.5091 | 2909.5593 | 2967.7505 | 3027.1055 | 3087.6476 | 3155.5759 | 3224.9985 | 3295.9485 | 3368.4594 | 3442.5655 | 3518.3019 | 3595.7046 | 3674.8101 | 3755.6559 | 3838.2803 | 3922.7225 | 4009.0224 | 4097.2209 | 4187.3597 | 4279.4816 | 4373.6302 | 3926.9398 | 3482.9263 | 3041.3606 | 2602.0152 | 2164.664 | 1729.0825 | 1295.0471 | 862.3356 | 430.7267 | 0 | 0 | 0 | 0 | 0 | 0 | 0 | 0 | 0 | 0 |  | 0 | 0 | 0 | 0 | 0 | 0 | 0 | 0 | 0 | 0 | 0 | 0 | 0 | 0 | 0 | 0 | 0 | 0 | 0 | 0 | 0 | 0 | 0 | 0 | 0 | 0 | 0 | 0 | 0 | 0 | 0 | 0 | 0 | 0 | 0 | 0 | 0 | 0 | 0 | 0 | 0 | 0 | 0 | 0 | 0 | 0 | 0 | 0 | 0 | 0 | 0 | 0 | 0 | 0 | 0 | 0 | 0 | 0 | 0 | 0 | 0 | 0 | 0 | 0 | 0 | 0 |  | 0 | 0 | 0 | 0 | 0 | 0 | 0 | 0 | 0 | 0 | 0 | 0 | 0 | 0 | 0 | 0 | 0 | 0 | 0 | 0 | 0 | 0 | 0 | 0 | 0 | 0 | 0 | 0 | 0 | 0 | 0 | 0 | 0 | 0 | 0 | 0 | 0 | 0 | 0 | 0 | 0 | 0 | 0 | 0 | 0 | 0 | 0 | 0 | 0 | 0 | 0 | 0 | 0 | 0 | 0 | 0 | 0 | 0 | 0 | 0 | 0 | 0 | 0 | 0 | 0 | 0 | [67 empty] | 8520.8301 | 7967.9648 | 7654.4862 | 6925.432 | 5952.1163 | 5368.7945 | 4896.6453 | 4263.1623 | 3633.4429 | 3101.7639 | 3217.3075 | 3213.8134 | 3355.2076 | 3247.1974 | 3511.1866 | 3484.903 | 3714.5887 | 3626.587 | 3639.2219 | 3909.7784 | 3983.3715 | 4129.4955 | 4335.0546 | 4196.0875 | 4302.3494 | 4570.2194 | 4487.0718 | 4593.0204 | 4763.0455 | 5048.5134 | 4943.2886 | 4954.121 | 5197.6444 | 5517.9903 | 5509.7552 | 5862.6766 | 5982.6862 | 6114.6558 | 5935.366 | 6466.5512 | 6199.2077 | 6814.5937 | 6485.1936 | 7065.9077 | 6970.1174 | 7066.4072 | 7370.8673 | 2022.7174 | 1845.5688 | 1566.3781 | 1344.4017 | 1120.1193 | 894.7517 | 680.8052 | 461.1894 | 229.6207 | 0 | 0 | 0 | 0 | 0 | 0 | 0 | 0 | 0 |  | 8557.5281 | 7613.5968 | 7217.4665 | 6833.6174 | 6085.3858 | 5145.8947 | 4988.2285 | 4088.2343 | 3726.7054 | 3095.2955 | 3075.0452 | 3242.047 | 3241.0973 | 3308.2714 | 3390.9375 | 3500.2653 | 3388.4291 | 3565.2912 | 3712.2688 | 3899.0123 | 3850.7968 | 4082.2868 | 4220.164 | 4325.8057 | 4164.474 | 4420.0134 | 4548.5393 | 4627.4122 | 4725.1589 | 4663.3937 | 4590.645 | 4765.2714 | 4974.4495 | 5276.478 | 5138.7658 | 5443.361 | 5412.5483 | 5307.0672 | 5798.2472 | 5701.569 | 6129.2699 | 6030.4729 | 6110.8689 | 6168.6817 | 6402.3047 | 6510.0086 | 6878.0224 | 1883.4704 | 1672.7607 | 1495.3053 | 1240.0321 | 1070.478 | 848.6603 | 658.0681 | 444.1077 | 210.0818 | 0 | 0 | 0 | 0 | 0 | 0 | 0 | 0 | 0 |  | 8162.1148 | 8038.0678 | 7104.2523 | 6305.2453 | 5871.1625 | 5271.671 | 4500.3441 | 4005.2768 | 3581.1911 | 2859.5464 | 2904.8232 | 3045.8062 | 3102.3767 | 3249.2034 | 3393.1847 | 3496.9912 | 3334.5265 | 3599.5697 | 3603.1628 | 3587.9558 | 3786.819 | 3950.579 | 3936.3885 | 3991.5384 | 4091.9035 | 4226.6574 | 4131.5159 | 4391.285 | 4213.0697 | 4443.0461 | 4735.815 | 4811.2315 | 4978.1787 | 4868.7759 | 5199.1354 | 5039.535 | 5288.5466 | 5711.5006 | 5515.5089 | 5758.9105 | 5811.0959 | 6007.6853 | 6277.9123 | 6336.0895 | 6462.2419 | 6695.3561 | 6816.1808 | 1942.7653 | 1747.4671 | 1411.7618 | 1309.5256 | 1020.9659 | 871.8324 | 637.2548 | 433.2385 | 208.5588 | 0 | 0 | 0 | 0 | 0 | 0 | 0 | 0 | 0
OH-3PH | 6.8% | 6.43% | DM-G6 | Brattleboro | 199297 | 199297: L66 P15-1 to L62 P140 | 554333 | 554331 | 3PH | OH | 3.3 | Zone 2 | 254 | 2456234 |  |  |  |  | 2853948.0584 |  | 2364631.9765 | 489316.0819 | 101737.5856 | 131235.3534 | 0 | 190906.9815 | 4167169.3331 | 0 | 0 | 38596.1312 | 99468.24 | 102303.213 | 104836.4031 |  |  |  |  | 26574.1042 | 53082.3306 | 79434.263 | 105658.1347 | 131780.4294 | 157826.0252 | 183818.3106 | 209779.3044 | 235721.2667 | 261645.6328 | 254517.5267 | 247452.935 | 240563.8504 | 233814.7627 | 227172.3272 | 220605.1866 | 214083.8249 | 207580.4197 | 201079.2697 | 194578.1197 | 188144.7816 | 181916.3405 | 175965.1161 | 170297.2071 | 164918.8464 | 159836.4042 | 155056.3905 | 150585.4589 | 146430.4091 | 142598.1906 | 139011.6081 | 135507.5085 | 132003.4089 | 128499.3093 | 124995.2097 | 121491.1101 | 117987.0105 | 114482.9109 | 110978.8113 | 107474.7117 | 103970.6121 | 100466.5125 | 96962.4129 | 93458.3133 | 89954.2137 | 86450.1141 | 82946.0145 | 79441.9149 | 75937.8153 | 72433.7157 | 64175.6992 | 56130.1989 | 48301.89 | 40695.5508 | 33316.0647 | 26168.4223 | 19257.7243 | 12589.1834 | 6168.1271 | 5.5667e-12 | 5.5667e-12 | 5.5667e-12 | 5.5667e-12 | 0 | 0 | 0 | 3966.8179 | 8020.9058 | 12164.1837 | 16398.6136 | 20726.201 | 25148.9953 | 29669.0912 | 34288.6291 | 34288.6291 | 43834.8303 | 43834.8303 | 43834.8303 | 43834.8303 | 43834.8303 | 43834.8303 | 43834.8303 | 43834.8303 | 43834.8303 | 43834.8303 | 43834.8303 | 43834.8303 | 43834.8303 | 43834.8303 | 43834.8303 | 43834.8303 | 43834.8303 | 43834.8303 | 43834.8303 | 43834.8303 | 43834.8303 | 43834.8303 | 43834.8303 | 43834.8303 | 43834.8303 | 43834.8303 | 43834.8303 | 43834.8303 | 43834.8303 | 43834.8303 | 43834.8303 | 43834.8303 | 43834.8303 | 43834.8303 | 43834.8303 | 43834.8303 | 43834.8303 | 43834.8303 | 43834.8303 | 43834.8303 | 43834.8303 | 39868.0123 | 35813.9244 | 31670.6466 | 27436.2167 | 23108.6292 | 18685.8349 | 14165.7391 | 9546.2012 | 4825.0334 | 0 | 0 | 0 | 0 | 0 | 0 | 0 | 11288.1858 | 10838.1924 | 9537.3048 | 9369.0064 | 8547.83 | 7662.3843 | 6444.4925 | 5547.4181 | 4807.4097 | 4191.6012 | 4097.0848 | 4109.6565 | 4593.7229 | 4523.2777 | 4428.5536 | 4551.7342 | 4742.9532 | 4847.6101 | 5067.1774 | 5024.915 | 5235.4934 | 5520.6623 | 5598.1383 | 5777.2388 | 5953.4649 | 5834.5958 | 6266.2772 | 6257.8095 | 6189.2555 | 6363.9026 | 6735.5429 | 6971.4597 | 6873.8745 | 6828.1558 | 7575.2689 | 7828.4731 | 7988.6025 | 7930.3492 | 8416.7861 | 8575.1222 | 8191.1167 | 8912.0205 | 8631.8214 | 9191.918 | 9053.6174 | 9345.9585 | 9851.8226 | 2744.6913 | 2563.7829 | 2158.3716 | 1851.0397 | 1485.3041 | 1192.9266 | 913.8836 | 640.1497 | 312.0648 | 0 | 0 | 0 | 0 | 0 | 0 | 0 | 0 | 0 |  | 11804.7989 | 11165.7253 | 10533.2924 | 9907.1695 | 9287.0297 | 8672.5496 | 8063.409 | 7459.2912 | 6859.8823 | 6264.8713 | 6402.6985 | 6543.5579 | 6687.5161 | 6834.6415 | 6985.0036 | 7138.6737 | 7295.7245 | 7456.2304 | 7620.2675 | 7787.9134 | 7959.2475 | 8134.3509 | 8313.3067 | 8496.1994 | 8683.1158 | 8874.1443 | 9069.3755 | 9268.9018 | 9472.8176 | 9681.2196 | 9894.2064 | 10111.879 | 10334.3403 | 10561.6958 | 10794.0531 | 11031.5223 | 11274.2158 | 11522.2485 | 11775.738 | 12034.8042 | 12299.5699 | 12570.1604 | 12846.704 | 13129.3315 | 13418.1767 | 13713.3766 | 14015.0709 | 7090.6925 | 6288.958 | 5491.6433 | 4698.3378 | 3908.6332 | 3122.1238 | 2338.4064 | 1557.0794 | 777.7432 | 0 | 0 | 0 | 0 | 0 | 0 | 0 | 0 | 0 | 0 | 0 | 0 | 0 | 0 | 0 | 0 | 0 | 0 | 0 | 0 | 0 | 0 | 0 | 0 | 0 | 0 | 0 | 0 | 0 | 0 | 0 | 0 | 0 | 0 | 0 | 0 | 0 | 0 | 0 | 0 | 0 | 0 | 0 | 0 | 0 | 0 | 0 | 0 | 0 | 0 | 0 | 0 | 0 | 0 | 0 | 0 | 0 | 0 | 0 | 0 | 0 | 0 | 0 | 0 | 0 | 0 | 0 | 0 | 0 | 0 | 0 | 0 | 0 | 0 | 0 | 0 | 0 | 0 | 0 | 0 | 0 | 0 | 0 | 0 | 0 | 0 | 0 | 0 | 0 | 0 | 0 | 0 | 0 | 0 | 0 | 0 | 0 | 0 | 0 | 0 | 0 | 0 | 0 | 0 | 0 | 0 | 0 | 0 | 0 | 0 | 0 | 0 | 0 | 0 | 0 | 0 | 0 | 0 | 0 | 0 | 0 | 0 | 0 | 0 | 0 | 0 | 0 | 0 | 0 | 0 | 0 | 0 | 0 | 0 | 0 | 0 | 0 | 0 | 0 | 0 | 0 | 0 | 0 | 0 | 0 | 0 | 0 | 0 | 0 | 0 | 0 | 0 | 0 | 0 | 0 | 0 | 0 | 0 | 0 | 0 | 0 | 0 | 0 | 0 | 0 | 0 | 0 | 0 | 0 | 0 | 0 | 0 | 0 | 0 | 0 | 0 | 0 | 0 | 0 | 0 | 0 | 0 | 0 | 0 | 0 | 0 | 0 | 0 | 0 | 0 | 0 | 0 | 0 | 0 | 0 | 0 | 0 | 0 | 0 | 0 | 0 | 0 | 0 | 0 | 0 | 0 | 0 | 0 | 0 | 0 | 0 | 0 | 0 | 0 | 0 | 0 | 0 | 0 | 0 | 0 | 0 | 0 | 0 | 0 | 0 | 0 | 0 | 0 | 0 | 0 | 0 | 0 | 0 | 0 | 0 | 0 | 0 | 0 | 0 | 0 | 0 | 0 | 0 | 0 | 0 | 0 | 0 | 0 | 0 | 0 | 0 | 0 | 0 | 0 | 0 | 0 | 0 | 0 | 0 | 0 | 0 | 0 | 0 | 0 | 0 | 0 | 0 | 0 | 0 | 0 | 0 | 0 | 0 | 0 | 0 | 0 | 0 | 0 | 0 | 0 | 0 | 0 | 0 | 0 | 0 | 0 | 0 | 0 | 0 | 0 | 0 | 0 | 0 | 0 | 0 | 0 | 0 | 0 | 0 | 0 | 0 | 0 | 0 | 0 | 0 | 0 | 0 | 0 | 0 | 0 | 0 | 0 | 0 | 0 | 0 | 0 | 0 | 0 | 0 | 0 | 0 | 0 | 0 | 0 | 0 | 0 | 0 | 0 | 0 | 0 | 0 | 0 | 0 | 0 | 0 | 0 | 0 | 0 | 0 | 0 | 0 | 0 | 0 | 0 | 0 | 0 | 0 | 0 | 0 | 0 | 0 | 0 | 0 | 0 | 0 | 0 | 0 | 0 | 0 | 0 | 0 | 0 | 0 | 0 | 0 | 0 | 0 | 0 | 0 | 0 | 0 | 0 | 0 | 0 | 0 | 0 | 0 | 0 | 0 | 0 | 0 | 0 | 0 | 0 | 0 | 0 | 0 | 0 | 0 | 0 | 0 | 0 | 0 | 0 | 0 | 0 | 0 | 0 | 0 | 0 | 0 | 0 | 0 | 0 | 0 | 0 | 295.9727 | 588.4416 | 848.4096 | 1121.6148 | 1409.1776 | 1689.9421 | 1968.3875 | 2246.2995 | 2523.8196 | 2801.0884 | 2857.1102 | 2914.2524 | 2972.5375 | 3031.9882 | 3092.628 | 3154.4805 | 3217.5701 | 3281.9215 | 3347.56 | 3414.5112 | 3482.8014 | 3552.4574 | 3623.5066 | 3695.9767 | 3769.8962 | 3845.2942 | 3922.2001 | 4000.6441 | 4080.6569 | 4162.2701 | 4245.5155 | 4338.9168 | 4434.373 | 4531.9292 | 4631.6316 | 4733.5275 | 4837.6651 | 4944.0938 | 5052.8638 | 5164.0268 | 5277.6354 | 5393.7434 | 5512.4058 | 5633.6787 | 5757.6196 | 5884.2872 | 6013.7416 | 5399.5422 | 4789.0237 | 4181.8708 | 3577.7709 | 2976.4131 | 2377.4884 | 1780.6898 | 1185.7115 | 592.2493 | 0 | 0 | 0 | 0 | 0 | 0 | 0 | 0 | 0 | 0 |  | 0 | 0 | 0 | 0 | 0 | 0 | 0 | 0 | 0 | 0 | 0 | 0 | 0 | 0 | 0 | 0 | 0 | 0 | 0 | 0 | 0 | 0 | 0 | 0 | 0 | 0 | 0 | 0 | 0 | 0 | 0 | 0 | 0 | 0 | 0 | 0 | 0 | 0 | 0 | 0 | 0 | 0 | 0 | 0 | 0 | 0 | 0 | 0 | 0 | 0 | 0 | 0 | 0 | 0 | 0 | 0 | 0 | 0 | 0 | 0 | 0 | 0 | 0 | 0 | 0 | 0 |  | 0 | 0 | 0 | 0 | 0 | 0 | 0 | 0 | 0 | 0 | 0 | 0 | 0 | 0 | 0 | 0 | 0 | 0 | 0 | 0 | 0 | 0 | 0 | 0 | 0 | 0 | 0 | 0 | 0 | 0 | 0 | 0 | 0 | 0 | 0 | 0 | 0 | 0 | 0 | 0 | 0 | 0 | 0 | 0 | 0 | 0 | 0 | 0 | 0 | 0 | 0 | 0 | 0 | 0 | 0 | 0 | 0 | 0 | 0 | 0 | 0 | 0 | 0 | 0 | 0 | 0 | [67 empty] | 11716.1414 | 10955.9515 | 10524.9185 | 9522.469 | 8184.1599 | 7382.0924 | 6732.8873 | 5861.8481 | 4995.984 | 4264.9254 | 4423.7978 | 4418.9934 | 4613.4105 | 4464.8964 | 4827.8816 | 4791.7416 | 5107.5595 | 4986.5571 | 5003.9301 | 5375.9452 | 5477.1359 | 5678.0564 | 5960.7001 | 5769.6203 | 5915.7305 | 6284.0517 | 6169.7238 | 6315.403 | 6549.1876 | 6941.7059 | 6797.0218 | 6811.9164 | 7146.7611 | 7587.2367 | 7575.9134 | 8061.1803 | 8226.1935 | 8407.6518 | 8161.1282 | 8891.5079 | 8523.9105 | 9370.0664 | 8917.1411 | 9715.6231 | 9583.9114 | 9716.31 | 10134.9426 | 2781.2364 | 2537.6571 | 2153.7699 | 1848.5523 | 1540.1641 | 1230.2835 | 936.1072 | 634.1354 | 315.7284 | 0 | 0 | 0 | 0 | 0 | 0 | 0 | 0 | 0 |  | 11766.6011 | 10468.6956 | 9924.0165 | 9396.2239 | 8367.4054 | 7075.6052 | 6858.8142 | 5621.3222 | 5124.22 | 4256.0314 | 4228.1871 | 4457.8147 | 4456.5088 | 4548.8732 | 4662.5391 | 4812.8647 | 4659.09 | 4902.2755 | 5104.3696 | 5361.1419 | 5294.8457 | 5613.1443 | 5802.7254 | 5947.9828 | 5726.1518 | 6077.5184 | 6254.2416 | 6362.6917 | 6497.0935 | 6412.1663 | 6312.1369 | 6552.2482 | 6839.8681 | 7255.1572 | 7065.803 | 7484.6214 | 7442.254 | 7297.2173 | 7972.5898 | 7839.6573 | 8427.7462 | 8291.9002 | 8402.4448 | 8481.9373 | 8803.1689 | 8951.2619 | 9457.2808 | 2589.7718 | 2300.046 | 2056.0448 | 1705.0441 | 1471.9072 | 1166.9079 | 904.8436 | 610.6481 | 288.8624 | 0 | 0 | 0 | 0 | 0 | 0 | 0 | 0 | 0 |  | 11222.9079 | 11052.3432 | 9768.3469 | 8669.7123 | 8072.8485 | 7248.5476 | 6187.9731 | 5507.2556 | 4924.1378 | 3931.8763 | 3994.1319 | 4187.9835 | 4265.768 | 4467.6546 | 4665.6289 | 4808.3629 | 4584.9739 | 4949.4084 | 4954.3489 | 4933.4392 | 5206.8762 | 5432.0461 | 5412.5342 | 5488.3653 | 5626.3673 | 5811.6539 | 5680.8344 | 6038.0168 | 5792.9708 | 6109.1883 | 6511.7457 | 6615.4433 | 6844.9958 | 6694.5669 | 7148.8112 | 6929.3606 | 7271.7516 | 7853.3134 | 7583.8248 | 7918.502 | 7990.2569 | 8260.5673 | 8632.1294 | 8712.1231 | 8885.5826 | 9206.1146 | 9372.2486 | 2671.3023 | 2402.7672 | 1941.1724 | 1800.5976 | 1403.8281 | 1198.7696 | 876.2254 | 595.703 | 286.7684 | 0 | 0 | 0 | 0 | 0 | 0 | 0 | 0 | 0
UG-1PH | 2.327% | 2.419% | SH-G35 | Royalton | 199309 | 199309: Fay Brook Rd. | 599580 | 476994 | 1PH | UG | 1.2 | Zone 3 | 210 | 694311 |  |  |  |  | 806734.0206 |  | 668417.5825 | 138316.4381 | 32622.1522 | 25055.9298 | 26129.2535 | 94987.7105 | 2691318.4632 | 0 | 0 | 3411.2552 | 31895.248 | 32756.1731 | 33581.0299 |  |  |  |  | 7511.7814 | 15004.9409 | 22453.9203 | 29866.7005 | 37250.7675 | 44613.1539 | 51960.4708 | 59298.9425 | 66632.0344 | 73960.1524 | 71945.2294 | 69948.2601 | 68000.902 | 66093.1172 | 64215.4802 | 62359.1269 | 60515.7141 | 58677.3771 | 56839.6777 | 55001.9782 | 53183.4473 | 51422.8353 | 49740.5849 | 48138.4201 | 46618.1028 | 45181.4337 | 43830.253 | 42566.4414 | 41391.921 | 40308.6564 | 39294.8264 | 38304.3121 | 37313.7978 | 36323.2835 | 35332.7692 | 34342.2549 | 33351.7406 | 32361.2263 | 31370.712 | 30380.1977 | 29389.6834 | 28399.1691 | 27408.6548 | 26418.1405 | 25427.6262 | 24437.1119 | 23446.5976 | 22456.0833 | 21465.569 | 20475.0547 | 18140.7366 | 15866.4909 | 13653.6395 | 11503.5329 | 9417.5515 | 7397.1061 | 5443.6384 | 3558.6221 | 1743.5629 | -2.4035e-12 | -2.4035e-12 | -2.4035e-12 | -2.4035e-12 | -2.4035e-12 | -2.4035e-12 | -2.4035e-12 | 1121.3123 | 2267.2934 | 3438.4861 | 4635.4451 | 5858.7371 | 7108.9416 | 8386.6506 | 9692.4692 | 9692.4692 | 12390.9224 | 12390.9224 | 12390.9224 | 12390.9224 | 12390.9224 | 12390.9224 | 12390.9224 | 12390.9224 | 12390.9224 | 12390.9224 | 12390.9224 | 12390.9224 | 12390.9224 | 12390.9224 | 12390.9224 | 12390.9224 | 12390.9224 | 12390.9224 | 12390.9224 | 12390.9224 | 12390.9224 | 12390.9224 | 12390.9224 | 12390.9224 | 12390.9224 | 12390.9224 | 12390.9224 | 12390.9224 | 12390.9224 | 12390.9224 | 12390.9224 | 12390.9224 | 12390.9224 | 12390.9224 | 12390.9224 | 12390.9224 | 12390.9224 | 12390.9224 | 12390.9224 | 12390.9224 | 12390.9224 | 11269.6101 | 10123.629 | 8952.4363 | 7755.4773 | 6532.1852 | 5281.9808 | 4004.2718 | 2698.4532 | 1363.9066 | 0 | 0 | 0 | 0 | 0 | 0 | 0 | 4068.7087 | 3866.3163 | 3360.7647 | 3253.0514 | 2914.6659 | 2554.1037 | 2086.1899 | 1726.8741 | 1416.4401 | 1136.6296 | 1110.9997 | 1114.4088 | 1245.6723 | 1226.5698 | 1200.8836 | 1234.2863 | 1286.1388 | 1314.5185 | 1374.0582 | 1362.5979 | 1419.7002 | 1497.0289 | 1518.038 | 1566.6043 | 1614.3913 | 1582.1578 | 1699.2161 | 1696.9199 | 1678.3302 | 1725.689 | 1826.4661 | 1890.4393 | 1863.9772 | 1851.5798 | 2054.1732 | 2122.8342 | 2166.2562 | 2150.4598 | 2282.3661 | 2325.3018 | 2221.1717 | 2416.658 | 2340.6768 | 2492.5573 | 2455.0545 | 2534.3282 | 2671.5025 | 2665.2443 | 2868.7032 | 2826.5577 | 2895.7186 | 2854.4749 | 2933.2579 | 3066.2561 | 3296.5466 | 3288.1219 | 246.9414 | 221.4822 | 201.5906 | 3.0759e-18 | 2.4756e-18 | 1.9995e-18 | 1.4741e-18 | 9.6973e-19 | 4.5114e-19 |  | 2469.1663 | 2308.8918 | 2150.0336 | 1992.5093 | 1836.2368 | 1681.1352 | 1527.124 | 1374.1235 | 1222.0546 | 1070.8388 | 1094.3973 | 1118.474 | 1143.0805 | 1168.2282 | 1193.9292 | 1220.1957 | 1247.04 | 1274.4749 | 1302.5133 | 1331.1686 | 1360.4543 | 1390.3843 | 1420.9728 | 1452.2342 | 1484.1833 | 1516.8354 | 1550.2057 | 1584.3103 | 1619.1651 | 1654.7867 | 1691.192 | 1728.3983 | 1766.423 | 1805.2843 | 1845.0006 | 1885.5906 | 1927.0736 | 1969.4692 | 2012.7975 | 2057.0791 | 2102.3348 | 2148.5862 | 2195.8551 | 2244.1639 | 2293.5355 | 2343.9933 | 2395.5611 | 2448.2635 | 2502.1253 | 2557.172 | 2613.4298 | 2670.9253 | 2729.6856 | 2789.7387 | 2851.1129 | 2913.8374 | 1204.4225 | 1068.2401 | 932.8085 | 798.0579 | 663.919 | 530.3228 | 397.2009 | 264.4849 | 132.1072 | 0 | 57.7925 | 57.1896 | 56.6166 | 56.0731 | 55.5589 | 55.0736 | 54.617 | 54.1888 | 53.7887 | 53.4164 | 54.5916 | 55.7926 | 57.02 | 58.2745 | 59.5565 | 60.8668 | 62.2058 | 63.5744 | 64.973 | 66.4024 | 67.8633 | 69.3562 | 70.8821 | 72.4415 | 74.0352 | 75.664 | 77.3286 | 79.0298 | 80.7685 | 82.5454 | 84.3614 | 86.2173 | 88.1141 | 90.0526 | 92.0338 | 94.0585 | 96.1278 | 98.2426 | 100.404 | 102.6128 | 104.8703 | 107.1775 | 109.5354 | 111.9452 | 114.4079 | 116.9249 | 119.4973 | 122.1262 | 124.813 | 127.5589 | 130.3652 | 133.2332 | 136.1643 | 139.1599 | 142.2215 | 145.3503 | 99.1529 | 87.9418 | 76.7925 | 65.6993 | 54.6565 | 43.6583 | 32.6992 | 21.7735 | 10.8756 | 0 | 2125.2778 | 1958.9024 | 1793.7754 | 1629.8113 | 1466.9252 | 1305.0331 | 1144.0512 | 983.8966 | 824.4869 | 665.7402 | 680.3865 | 695.355 | 710.6528 | 726.2872 | 742.2655 | 758.5953 | 775.2844 | 792.3407 | 809.7722 | 827.5872 | 845.7941 | 864.4016 | 883.4184 | 902.8536 | 922.7164 | 943.0162 | 963.7625 | 984.9653 | 1006.6345 | 1028.7805 | 1051.4136 | 1074.5447 | 1098.1847 | 1122.3448 | 1147.0364 | 1172.2712 | 1198.0611 | 1224.4185 | 1251.3557 | 1278.8855 | 1307.021 | 1335.7755 | 1365.1625 | 1395.1961 | 1425.8904 | 1457.26 | 1489.3197 | 1522.0848 | 1555.5706 | 1589.7932 | 1624.7686 | 1660.5135 | 1697.0448 | 1734.3798 | 1772.5362 | 1811.532 | 396.0508 | 351.2699 | 306.7358 | 262.4257 | 218.3168 | 174.3863 | 130.6117 | 86.9707 | 43.4409 | 0 | 310.8731 | 293.0869 | 275.4766 | 258.0329 | 240.7468 | 223.6094 | 206.6115 | 189.7445 | 172.9996 | 156.3682 | 159.8083 | 163.324 | 166.9172 | 170.5893 | 174.3423 | 178.1778 | 182.0978 | 186.1039 | 190.1982 | 194.3825 | 198.659 | 203.0295 | 207.4961 | 212.061 | 216.7264 | 221.4943 | 226.3672 | 231.3473 | 236.4369 | 241.6386 | 246.9546 | 252.3876 | 257.9401 | 263.6148 | 269.4143 | 275.3415 | 281.399 | 287.5897 | 293.9167 | 300.3829 | 306.9913 | 313.7451 | 320.6475 | 327.7018 | 334.9112 | 342.2792 | 349.8094 | 357.5052 | 365.3703 | 373.4085 | 381.6234 | 390.0192 | 398.5996 | 407.3688 | 416.3309 | 425.4902 | 205.569 | 182.3256 | 159.2104 | 136.2113 | 113.3167 | 90.5147 | 67.7937 | 45.1419 | 22.5479 | 0 | 66.1249 | 61.1904 | 56.2946 | 51.4348 | 46.6085 | 41.8133 | 37.0466 | 32.3061 | 27.5892 | 22.8935 | 23.3972 | 23.9119 | 24.438 | 24.9756 | 25.5251 | 26.0866 | 26.6605 | 27.247 | 27.8465 | 28.4591 | 29.0852 | 29.7251 | 30.379 | 31.0474 | 31.7304 | 32.4285 | 33.1419 | 33.871 | 34.6162 | 35.3777 | 36.156 | 36.9515 | 37.7644 | 38.5952 | 39.4443 | 40.3121 | 41.199 | 42.1053 | 43.0317 | 43.9784 | 44.9459 | 45.9347 | 46.9453 | 47.9781 | 49.0336 | 50.1123 | 51.2148 | 52.3415 | 53.493 | 54.6699 | 55.8726 | 57.1018 | 58.358 | 59.6419 | 60.954 | 62.295 | 17.7787 | 15.7685 | 13.7693 | 11.7803 | 9.8002 | 7.8282 | 5.8632 | 3.9041 | 1.9501 | 0 | 21.614 | 43.2056 | 64.7859 | 86.3659 | 107.9564 | 129.5685 | 151.2129 | 172.9006 | 194.6426 | 216.4498 | 221.2117 | 226.0784 | 231.0521 | 236.1352 | 241.3302 | 246.6395 | 252.0655 | 257.611 | 263.2784 | 269.0705 | 274.9901 | 281.0399 | 287.2228 | 293.5417 | 299.9996 | 306.5996 | 313.3448 | 320.2383 | 327.2836 | 334.4838 | 341.8425 | 349.363 | 357.049 | 364.9041 | 372.9319 | 381.1365 | 389.5215 | 398.0909 | 406.8489 | 415.7996 | 424.9472 | 434.296 | 443.8505 | 453.6153 | 463.5948 | 473.7939 | 484.2173 | 494.8701 | 505.7573 | 516.8839 | 528.2554 | 539.877 | 551.7543 | 563.8929 | 576.2985 | 588.9771 | 528.8233 | 469.03 | 409.5663 | 350.4017 | 291.5056 | 232.8478 | 174.3982 | 116.1269 | 58.004 | 0 | 2581.6822 | 2413.5748 | 2246.949 | 2081.718 | 1917.7959 | 1755.0978 | 1593.5392 | 1433.0366 | 1273.507 | 1114.8681 | 1139.3952 | 1164.4619 | 1190.0801 | 1216.2618 | 1243.0196 | 1270.366 | 1298.3141 | 1326.877 | 1356.0683 | 1385.9018 | 1416.3916 | 1447.5522 | 1479.3984 | 1511.9451 | 1545.2079 | 1579.2025 | 1613.945 | 1649.4518 | 1685.7397 | 1722.826 | 1760.7281 | 1799.4642 | 1839.0524 | 1879.5115 | 1920.8608 | 1963.1197 | 2006.3083 | 2050.4471 | 2095.557 | 2141.6592 | 2188.7757 | 2236.9288 | 2286.1412 | 2336.4363 | 2387.8379 | 2440.3704 | 2494.0585 | 2548.9278 | 2605.0042 | 2662.3143 | 2720.8852 | 2780.7447 | 2841.9211 | 2904.4433 | 2968.3411 | 3033.6446 | 1247.3747 | 1106.3358 | 966.0744 | 826.5184 | 687.5958 | 549.2352 | 411.3659 | 273.917 | 136.8184 | 0 | 24.8759 | 49.4573 | 71.307 | 94.2693 | 118.4384 | 142.036 | 165.4388 | 188.7967 | 212.1217 | 235.4255 | 240.134 | 244.9367 | 249.8355 | 254.8322 | 259.9288 | 265.1274 | 270.4299 | 275.8385 | 281.3553 | 286.9824 | 292.7221 | 298.5765 | 304.548 | 310.639 | 316.8518 | 323.1888 | 329.6526 | 336.2456 | 342.9705 | 349.8299 | 356.8265 | 364.6767 | 372.6996 | 380.899 | 389.2788 | 397.8429 | 406.5955 | 415.5406 | 424.6825 | 434.0255 | 443.574 | 453.3327 | 463.306 | 473.4987 | 483.9157 | 494.5618 | 505.4422 | 516.5619 | 527.9263 | 539.5407 | 551.4106 | 563.5416 | 575.9395 | 588.6102 | 601.5596 | 614.7939 | 552.0034 | 489.5891 | 427.519 | 365.7609 | 304.2832 | 243.0542 | 182.0426 | 121.2171 | 60.5465 | 0 |  | 0 | 0 | 0 | 0 | 0 | 0 | 0 | 0 | 0 | 0 | 0 | 0 | 0 | 0 | 0 | 0 | 0 | 0 | 0 | 0 | 0 | 0 | 0 | 0 | 0 | 0 | 0 | 0 | 0 | 0 | 0 | 0 | 0 | 0 | 0 | 0 | 0 | 0 | 0 | 0 | 0 | 0 | 0 | 0 | 0 | 0 | 0 | 0 | 0 | 0 | 0 | 0 | 0 | 0 | 0 | 0 | 0 | 0 | 0 | 0 | 0 | 0 | 0 | 0 | 0 | 0 |  | 0 | 0 | 0 | 0 | 0 | 0 | 0 | 0 | 0 | 0 | 0 | 0 | 0 | 0 | 0 | 0 | 0 | 0 | 0 | 0 | 0 | 0 | 0 | 0 | 0 | 0 | 0 | 0 | 0 | 0 | 0 | 0 | 0 | 0 | 0 | 0 | 0 | 0 | 0 | 0 | 0 | 0 | 0 | 0 | 0 | 0 | 0 | 0 | 0 | 0 | 0 | 0 | 0 | 0 | 0 | 0 | 0 | 0 | 0 | 0 | 0 | 0 | 0 | 0 | 0 | 0 | [67 empty] | 4222.9608 | 3908.3246 | 3708.781 | 3306.3358 | 2790.6605 | 2460.674 | 2179.5481 | 1824.754 | 1472.001 | 1156.5128 | 1199.594 | 1198.2912 | 1251.0109 | 1210.7386 | 1309.1687 | 1299.3687 | 1385.0085 | 1352.1965 | 1356.9075 | 1457.7862 | 1485.2259 | 1539.7092 | 1616.3532 | 1564.5385 | 1604.1589 | 1704.036 | 1673.0339 | 1712.5374 | 1775.9324 | 1882.371 | 1843.1372 | 1847.1762 | 1937.9755 | 2057.4185 | 2054.348 | 2185.937 | 2230.6834 | 2279.8891 | 2213.0397 | 2411.0956 | 2311.4148 | 2540.8655 | 2418.0465 | 2634.5695 | 2598.8535 | 2634.7558 | 2748.2757 | 2700.7315 | 2839.4702 | 2820.5314 | 2891.8273 | 2959.9054 | 3025.1139 | 3140.8206 | 3265.5752 | 3326.7242 | 250.7738 | 227.6605 | 188.9872 | 3.0918e-18 | 2.5247e-18 | 2.0198e-18 | 1.4209e-18 | 9.8267e-19 | 4.7003e-19 |  | 4241.1485 | 3734.5055 | 3497.0345 | 3262.5017 | 2853.1442 | 2358.5125 | 2220.3127 | 1749.8799 | 1509.7841 | 1154.101 | 1146.5506 | 1208.8183 | 1208.4642 | 1233.5105 | 1264.3331 | 1305.0966 | 1263.3978 | 1329.342 | 1384.1435 | 1453.772 | 1435.7946 | 1522.1071 | 1573.5155 | 1612.9047 | 1552.7512 | 1648.0307 | 1695.9524 | 1725.3607 | 1761.8062 | 1738.7766 | 1711.6518 | 1776.7624 | 1854.7558 | 1967.3691 | 1916.0222 | 2029.5925 | 2018.1038 | 1978.7744 | 2161.9141 | 2125.867 | 2285.3381 | 2248.5009 | 2278.4771 | 2300.033 | 2387.1408 | 2427.299 | 2564.5153 | 2514.809 | 2573.5991 | 2692.5527 | 2667.3269 | 2828.7286 | 2869.2811 | 3035.9253 | 3144.6237 | 3043.646 | 235.4852 | 203.1659 | 184.3744 | 2.9236e-18 | 2.3568e-18 | 1.8485e-18 | 1.353e-18 | 8.5975e-19 | 4.516e-19 |  | 4045.18 | 3942.7105 | 3442.1795 | 3010.2466 | 2752.7052 | 2416.1595 | 2003.1503 | 1714.3717 | 1450.8325 | 1066.2004 | 1083.0822 | 1135.6486 | 1156.7413 | 1211.4866 | 1265.1709 | 1303.8759 | 1243.2998 | 1342.1229 | 1343.4626 | 1337.7926 | 1411.9401 | 1472.999 | 1467.708 | 1488.271 | 1525.6928 | 1575.9366 | 1540.4625 | 1637.3191 | 1570.8704 | 1656.6186 | 1765.7794 | 1793.8989 | 1856.1463 | 1815.3547 | 1938.5314 | 1879.0233 | 1971.8689 | 2129.5701 | 2056.4933 | 2147.2472 | 2166.7048 | 2240.0044 | 2340.7603 | 2362.4521 | 2409.4888 | 2496.407 | 2541.4573 | 2593.9796 | 2688.5373 | 2542.1183 | 2816.8084 | 2697.8934 | 2947.625 | 2939.9056 | 3067.6618 | 3021.5818 | 223.7076 | 211.0081 | 178.9794 | 2.9181e-18 | 2.347e-18 | 1.8846e-18 | 1.3971e-18 | 8.4292e-19 | 4.3522e-19
UG-1PH | 2.908% | 3.024% | SH-G35 | Royalton | 199373 | 199373: FAY BROOK RD P.44 -P.75 | 617377 | 476994 | 1PH | UG | 1.5 | Zone 3 | 135 | 867921 |  |  |  |  | 1008454.9977 |  | 835553.0254 | 172901.9723 | 40777.6902 | 16107.3834 | 32661.5669 | 61063.5282 | 1730133.2978 | 0 | 0 | 4264.069 | 39869.06 | 40945.2164 | 41976.2874 |  |  |  |  | 9390.0757 | 18756.8731 | 28068.4434 | 37334.7629 | 46565.1897 | 55768.5146 | 64953.002 | 74126.4324 | 83293.138 | 92453.6259 | 89934.8785 | 87438.5742 | 85004.2861 | 82619.4665 | 80272.3329 | 77951.8051 | 75647.4535 | 73349.4469 | 71052.2372 | 68755.0275 | 66481.7794 | 64280.9326 | 62178.0415 | 60175.2611 | 58274.7939 | 56478.8907 | 54789.8521 | 53210.0289 | 51741.8239 | 50387.6928 | 49120.3582 | 47882.1693 | 46643.9805 | 45405.7916 | 44167.6027 | 42929.4138 | 41691.2249 | 40453.036 | 39214.8472 | 37976.6583 | 36738.4694 | 35500.2805 | 34262.0916 | 33023.9027 | 31785.7139 | 30547.525 | 29309.3361 | 28071.1472 | 26832.9583 | 25594.7695 | 22676.7633 | 19833.8507 | 17067.6836 | 14379.9504 | 11772.3768 | 9246.7262 | 6804.8009 | 4448.4429 | 2179.5346 | -3.0045e-12 | -3.0045e-12 | -3.0045e-12 | -3.0045e-12 | -3.0045e-12 | -3.0045e-12 | -3.0045e-12 | 1401.6924 | 2834.2221 | 4298.2674 | 5794.5217 | 7323.6936 | 8886.5072 | 10483.7028 | 12116.0367 | 12116.0367 | 15489.2285 | 15489.2285 | 15489.2285 | 15489.2285 | 15489.2285 | 15489.2285 | 15489.2285 | 15489.2285 | 15489.2285 | 15489.2285 | 15489.2285 | 15489.2285 | 15489.2285 | 15489.2285 | 15489.2285 | 15489.2285 | 15489.2285 | 15489.2285 | 15489.2285 | 15489.2285 | 15489.2285 | 15489.2285 | 15489.2285 | 15489.2285 | 15489.2285 | 15489.2285 | 15489.2285 | 15489.2285 | 15489.2285 | 15489.2285 | 15489.2285 | 15489.2285 | 15489.2285 | 15489.2285 | 15489.2285 | 15489.2285 | 15489.2285 | 15489.2285 | 15489.2285 | 15489.2285 | 15489.2285 | 14087.5361 | 12655.0065 | 11190.9612 | 9694.7069 | 8165.535 | 6602.7213 | 5005.5257 | 3373.1918 | 1704.9466 | 0 | 0 | 0 | 0 | 0 | 0 | 0 | 5085.8859 | 4832.8954 | 4200.9558 | 4066.3143 | 3643.3324 | 3192.6296 | 2607.7373 | 2158.5926 | 1770.5501 | 1420.787 | 1388.7497 | 1393.011 | 1557.0904 | 1533.2122 | 1501.1045 | 1542.8579 | 1607.6735 | 1643.1481 | 1717.5727 | 1703.2474 | 1774.6252 | 1871.2861 | 1897.5474 | 1958.2554 | 2017.9891 | 1977.6972 | 2124.0201 | 2121.1499 | 2097.9128 | 2157.1113 | 2283.0826 | 2363.0491 | 2329.9716 | 2314.4747 | 2567.7165 | 2653.5427 | 2707.8203 | 2688.0747 | 2852.9576 | 2906.6273 | 2776.4646 | 3020.8224 | 2925.846 | 3115.6966 | 3068.8182 | 3167.9103 | 3339.3782 | 3331.5554 | 3585.879 | 3533.1972 | 3619.6482 | 3568.0937 | 3666.5724 | 3832.8201 | 4120.6833 | 4110.1524 | 308.6767 | 276.8527 | 251.9882 | 3.8449e-18 | 3.0944e-18 | 2.4993e-18 | 1.8426e-18 | 1.2122e-18 | 5.6392e-19 |  | 1587.3212 | 1484.2876 | 1382.1645 | 1280.8988 | 1180.438 | 1080.7298 | 981.7226 | 883.3651 | 785.6065 | 688.3964 | 703.5411 | 719.019 | 734.8374 | 751.0039 | 767.5259 | 784.4115 | 801.6686 | 819.3053 | 837.33 | 855.7513 | 874.5778 | 893.8185 | 913.4825 | 933.5791 | 954.1179 | 975.1084 | 996.5608 | 1018.4852 | 1040.8918 | 1063.7915 | 1087.1949 | 1111.1132 | 1135.5577 | 1160.5399 | 1186.0718 | 1212.1654 | 1238.833 | 1266.0873 | 1293.9413 | 1322.408 | 1351.5009 | 1381.234 | 1411.6211 | 1442.6768 | 1474.4157 | 1506.8528 | 1540.0036 | 1573.8837 | 1608.5091 | 1643.8963 | 1680.062 | 1717.0234 | 1754.7979 | 1793.4034 | 1832.8583 | 1873.1812 | 774.2716 | 686.7258 | 599.6626 | 513.0373 | 426.8051 | 340.9218 | 255.3434 | 170.026 | 84.926 | 0 | 72.2406 | 71.487 | 70.7707 | 70.0914 | 69.4486 | 68.842 | 68.2713 | 67.736 | 67.2358 | 66.7705 | 68.2395 | 69.7408 | 71.2751 | 72.8431 | 74.4456 | 76.0835 | 77.7573 | 79.468 | 81.2162 | 83.003 | 84.8291 | 86.6953 | 88.6026 | 90.5519 | 92.544 | 94.58 | 96.6607 | 98.7873 | 100.9606 | 103.1817 | 105.4517 | 107.7717 | 110.1426 | 112.5658 | 115.0422 | 117.5731 | 120.1598 | 122.8033 | 125.5049 | 128.2661 | 131.0879 | 133.9718 | 136.9192 | 139.9314 | 143.0099 | 146.1562 | 149.3716 | 152.6578 | 156.0162 | 159.4486 | 162.9565 | 166.5415 | 170.2054 | 173.9499 | 177.7768 | 181.6879 | 123.9411 | 109.9273 | 95.9907 | 82.1242 | 68.3206 | 54.5729 | 40.874 | 27.2168 | 13.5945 | 0 | 2656.5973 | 2448.6279 | 2242.2192 | 2037.2641 | 1833.6566 | 1631.2913 | 1430.0639 | 1229.8707 | 1030.6086 | 832.1753 | 850.4831 | 869.1938 | 888.316 | 907.859 | 927.8319 | 948.2442 | 969.1056 | 990.4259 | 1012.2152 | 1034.484 | 1057.2426 | 1080.502 | 1104.273 | 1128.567 | 1153.3955 | 1178.7702 | 1204.7031 | 1231.2066 | 1258.2931 | 1285.9756 | 1314.2671 | 1343.1809 | 1372.7309 | 1402.931 | 1433.7955 | 1465.339 | 1497.5764 | 1530.5231 | 1564.1946 | 1598.6069 | 1633.7763 | 1669.7193 | 1706.4532 | 1743.9951 | 1782.363 | 1821.575 | 1861.6497 | 1902.606 | 1944.4633 | 1987.2415 | 2030.9608 | 2075.6419 | 2121.3061 | 2167.9748 | 2215.6702 | 2264.415 | 495.0635 | 439.0873 | 383.4198 | 328.0322 | 272.896 | 217.9829 | 163.2647 | 108.7134 | 54.3011 | 0 | 388.5913 | 366.3586 | 344.3457 | 322.5411 | 300.9336 | 279.5117 | 258.2644 | 237.1807 | 216.2495 | 195.4602 | 199.7603 | 204.155 | 208.6465 | 213.2367 | 217.9279 | 222.7223 | 227.6222 | 232.6299 | 237.7477 | 242.9782 | 248.3237 | 253.7868 | 259.3701 | 265.0763 | 270.908 | 276.8679 | 282.959 | 289.1841 | 295.5462 | 302.0482 | 308.6933 | 315.4845 | 322.4252 | 329.5185 | 336.7679 | 344.1768 | 351.7487 | 359.4872 | 367.3959 | 375.4786 | 383.7391 | 392.1814 | 400.8094 | 409.6272 | 418.639 | 427.849 | 437.2617 | 446.8815 | 456.7129 | 466.7606 | 477.0293 | 487.5239 | 498.2495 | 509.211 | 520.4136 | 531.8627 | 256.9613 | 227.9071 | 199.013 | 170.2642 | 141.6459 | 113.1434 | 84.7421 | 56.4274 | 28.1848 | 0 | 82.6561 | 76.488 | 70.3682 | 64.2934 | 58.2606 | 52.2666 | 46.3083 | 40.3826 | 34.4864 | 28.6169 | 29.2464 | 29.8899 | 30.5474 | 31.2195 | 31.9063 | 32.6083 | 33.3256 | 34.0588 | 34.8081 | 35.5739 | 36.3565 | 37.1563 | 37.9738 | 38.8092 | 39.663 | 40.5356 | 41.4274 | 42.3388 | 43.2702 | 44.2222 | 45.1951 | 46.1894 | 47.2055 | 48.244 | 49.3054 | 50.3901 | 51.4987 | 52.6317 | 53.7896 | 54.973 | 56.1824 | 57.4184 | 58.6816 | 59.9726 | 61.292 | 62.6404 | 64.0185 | 65.4269 | 66.8663 | 68.3373 | 69.8408 | 71.3772 | 72.9475 | 74.5524 | 76.1925 | 77.8688 | 22.2234 | 19.7106 | 17.2117 | 14.7253 | 12.2503 | 9.7852 | 7.3289 | 4.8801 | 2.4376 | 0 | 27.0174 | 54.007 | 80.9824 | 107.9574 | 134.9456 | 161.9606 | 189.0161 | 216.1258 | 243.3033 | 270.5623 | 276.5146 | 282.5979 | 288.8151 | 295.169 | 301.6628 | 308.2993 | 315.0819 | 322.0137 | 329.098 | 336.3382 | 343.7376 | 351.2998 | 359.0284 | 366.9271 | 374.9995 | 383.2495 | 391.6809 | 400.2979 | 409.1045 | 418.1048 | 427.3031 | 436.7037 | 446.3112 | 456.1301 | 466.1649 | 476.4206 | 486.9018 | 497.6137 | 508.5612 | 519.7495 | 531.184 | 542.87 | 554.8132 | 567.0191 | 579.4935 | 592.2423 | 605.2717 | 618.5877 | 632.1966 | 646.1049 | 660.3192 | 674.8462 | 689.6929 | 704.8661 | 720.3732 | 736.2214 | 661.0291 | 586.2875 | 511.9579 | 438.0021 | 364.3819 | 291.0597 | 217.9977 | 145.1586 | 72.505 | 0 | 3227.1028 | 3016.9686 | 2808.6862 | 2602.1475 | 2397.2449 | 2193.8722 | 1991.924 | 1791.2958 | 1591.8838 | 1393.5851 | 1424.244 | 1455.5774 | 1487.6001 | 1520.3273 | 1553.7745 | 1587.9575 | 1622.8926 | 1658.5962 | 1695.0853 | 1732.3772 | 1770.4895 | 1809.4403 | 1849.248 | 1889.9314 | 1931.5099 | 1974.0031 | 2017.4312 | 2061.8147 | 2107.1746 | 2153.5325 | 2200.9102 | 2249.3302 | 2298.8155 | 2349.3894 | 2401.076 | 2453.8996 | 2507.8854 | 2563.0589 | 2619.4462 | 2677.074 | 2735.9696 | 2796.161 | 2857.6765 | 2920.5454 | 2984.7974 | 3050.4629 | 3117.5731 | 3186.1597 | 3256.2553 | 3327.8929 | 3401.1065 | 3475.9309 | 3552.4013 | 3630.5542 | 3710.4264 | 3792.0557 | 1559.2184 | 1382.9198 | 1207.5931 | 1033.148 | 859.4947 | 686.5441 | 514.2073 | 342.3963 | 171.023 | 0 | 31.0948 | 61.8216 | 89.1338 | 117.8367 | 148.048 | 177.5451 | 206.7985 | 235.9959 | 265.1521 | 294.2819 | 300.1675 | 306.1709 | 312.2943 | 318.5402 | 324.911 | 331.4092 | 338.0374 | 344.7982 | 351.6941 | 358.728 | 365.9026 | 373.2206 | 380.685 | 388.2987 | 396.0647 | 403.986 | 412.0657 | 420.307 | 428.7132 | 437.2874 | 446.0332 | 455.8459 | 465.8745 | 476.1238 | 486.5985 | 497.3037 | 508.2443 | 519.4257 | 530.8531 | 542.5318 | 554.4675 | 566.6658 | 579.1325 | 591.8734 | 604.8946 | 618.2023 | 631.8027 | 645.7024 | 659.9078 | 674.4258 | 689.2632 | 704.427 | 719.9244 | 735.7627 | 751.9495 | 768.4924 | 690.0042 | 611.9864 | 534.3987 | 457.2012 | 380.354 | 303.8178 | 227.5533 | 151.5214 | 75.6832 | 0 |  | 0 | 0 | 0 | 0 | 0 | 0 | 0 | 0 | 0 | 0 | 0 | 0 | 0 | 0 | 0 | 0 | 0 | 0 | 0 | 0 | 0 | 0 | 0 | 0 | 0 | 0 | 0 | 0 | 0 | 0 | 0 | 0 | 0 | 0 | 0 | 0 | 0 | 0 | 0 | 0 | 0 | 0 | 0 | 0 | 0 | 0 | 0 | 0 | 0 | 0 | 0 | 0 | 0 | 0 | 0 | 0 | 0 | 0 | 0 | 0 | 0 | 0 | 0 | 0 | 0 | 0 |  | 0 | 0 | 0 | 0 | 0 | 0 | 0 | 0 | 0 | 0 | 0 | 0 | 0 | 0 | 0 | 0 | 0 | 0 | 0 | 0 | 0 | 0 | 0 | 0 | 0 | 0 | 0 | 0 | 0 | 0 | 0 | 0 | 0 | 0 | 0 | 0 | 0 | 0 | 0 | 0 | 0 | 0 | 0 | 0 | 0 | 0 | 0 | 0 | 0 | 0 | 0 | 0 | 0 | 0 | 0 | 0 | 0 | 0 | 0 | 0 | 0 | 0 | 0 | 0 | 0 | 0 | [67 empty] | 5278.7011 | 4885.4058 | 4635.9762 | 4132.9198 | 3488.3257 | 3075.8425 | 2724.4351 | 2280.9425 | 1840.0013 | 1445.641 | 1499.4925 | 1497.864 | 1563.7637 | 1513.4233 | 1636.4609 | 1624.2109 | 1731.2606 | 1690.2456 | 1696.1344 | 1822.2328 | 1856.5324 | 1924.6365 | 2020.4415 | 1955.6731 | 2005.1986 | 2130.045 | 2091.2923 | 2140.6718 | 2219.9156 | 2352.9637 | 2303.9215 | 2308.9702 | 2422.4693 | 2571.7731 | 2567.935 | 2732.4213 | 2788.3542 | 2849.8614 | 2766.2997 | 3013.8695 | 2889.2685 | 3176.0819 | 3022.5581 | 3293.2119 | 3248.5669 | 3293.4448 | 3435.3446 | 3375.9144 | 3549.3377 | 3525.6643 | 3614.7842 | 3699.8818 | 3781.3924 | 3926.0257 | 4081.969 | 4158.4052 | 313.4673 | 284.5756 | 236.234 | 3.8647e-18 | 3.1559e-18 | 2.5248e-18 | 1.7762e-18 | 1.2283e-18 | 5.8753e-19 |  | 5301.4357 | 4668.1318 | 4371.2931 | 4078.1272 | 3566.4302 | 2948.1407 | 2775.3909 | 2187.3499 | 1887.2301 | 1442.6263 | 1433.1882 | 1511.0228 | 1510.5802 | 1541.8881 | 1580.4163 | 1631.3708 | 1579.2472 | 1661.6775 | 1730.1794 | 1817.2151 | 1794.7432 | 1902.6339 | 1966.8944 | 2016.1309 | 1940.939 | 2060.0383 | 2119.9405 | 2156.7008 | 2202.2577 | 2173.4707 | 2139.5647 | 2220.953 | 2318.4447 | 2459.2113 | 2395.0277 | 2536.9906 | 2522.6297 | 2473.468 | 2702.3926 | 2657.3337 | 2856.6726 | 2810.6262 | 2848.0964 | 2875.0412 | 2983.9261 | 3034.1237 | 3205.6441 | 3143.5113 | 3216.9988 | 3365.6909 | 3334.1586 | 3535.9107 | 3586.6014 | 3794.9067 | 3930.7796 | 3804.5575 | 294.3565 | 253.9573 | 230.468 | 3.6545e-18 | 2.946e-18 | 2.3107e-18 | 1.6912e-18 | 1.0747e-18 | 5.645e-19 |  | 5056.475 | 4928.3881 | 4302.7244 | 3762.8083 | 3440.8815 | 3020.1994 | 2503.9378 | 2142.9647 | 1813.5406 | 1332.7505 | 1353.8527 | 1419.5607 | 1445.9266 | 1514.3582 | 1581.4637 | 1629.8448 | 1554.1248 | 1677.6537 | 1679.3283 | 1672.2407 | 1764.9251 | 1841.2488 | 1834.635 | 1860.3387 | 1907.116 | 1969.9208 | 1925.5782 | 2046.6489 | 1963.588 | 2070.7732 | 2207.2242 | 2242.3736 | 2320.1828 | 2269.1934 | 2423.1642 | 2348.7792 | 2464.8361 | 2661.9626 | 2570.6166 | 2684.059 | 2708.381 | 2800.0056 | 2925.9504 | 2953.0651 | 3011.861 | 3120.5087 | 3176.8216 | 3242.4745 | 3360.6717 | 3177.6479 | 3521.0105 | 3372.3667 | 3684.5313 | 3674.882 | 3834.5773 | 3776.9773 | 279.6345 | 263.7601 | 223.7243 | 3.6477e-18 | 2.9337e-18 | 2.3558e-18 | 1.7464e-18 | 1.0537e-18 | 5.4403e-19
OH-3PH | 6.165% | 5.846% | EL-G40 | White River Jct | 199494 | 199494: L3P52 | 619216 | 620436 | 3PH | OH | 3 | Zone 2 | 840 | 2227005 |  |  |  |  | 2587602.2381 |  | 2143951.7712 | 443650.4669 | 92488.7142 | 21194.057 | 0 | 228524.8829 | 7290843.0537 | 0 | 0 | 35087.392 | 90425.6727 | 93002.9209 | 95305.821 |  |  |  |  | 24094.0655 | 48128.4013 | 72021.0293 | 95797.5479 | 119481.9693 | 143096.8496 | 166663.3947 | 190201.5687 | 213722.4871 | 237227.4516 | 230764.5789 | 224359.2929 | 218113.1349 | 211993.9084 | 205971.3808 | 200017.1211 | 194104.3681 | 188207.8957 | 182313.4681 | 176419.0405 | 170586.0962 | 164938.9268 | 159543.1027 | 154404.1536 | 149527.7305 | 144919.6091 | 140585.6921 | 136532.012 | 132764.7338 | 129290.1586 | 126038.2954 | 122861.2172 | 119684.1391 | 116507.061 | 113329.9828 | 110152.9047 | 106975.8266 | 103798.7484 | 100621.6703 | 97444.5922 | 94267.514 | 91090.4359 | 87913.3577 | 84736.2796 | 81559.2015 | 78382.1233 | 75205.0452 | 72027.9671 | 68850.8889 | 65673.8108 | 58186.477 | 50891.8261 | 43794.0972 | 36897.6226 | 30206.8299 | 23726.2441 | 17460.4896 | 11414.2929 | 5592.4842 | 5.0472e-12 | 5.0472e-12 | 5.0472e-12 | 5.0472e-12 | 0 | 0 | 0 | 3596.6131 | 7272.3516 | 11028.9564 | 14868.2066 | 18791.9202 | 22801.9555 | 26900.2116 | 31088.6293 | 31088.6293 | 39743.9276 | 39743.9276 | 39743.9276 | 39743.9276 | 39743.9276 | 39743.9276 | 39743.9276 | 39743.9276 | 39743.9276 | 39743.9276 | 39743.9276 | 39743.9276 | 39743.9276 | 39743.9276 | 39743.9276 | 39743.9276 | 39743.9276 | 39743.9276 | 39743.9276 | 39743.9276 | 39743.9276 | 39743.9276 | 39743.9276 | 39743.9276 | 39743.9276 | 39743.9276 | 39743.9276 | 39743.9276 | 39743.9276 | 39743.9276 | 39743.9276 | 39743.9276 | 39743.9276 | 39743.9276 | 39743.9276 | 39743.9276 | 39743.9276 | 39743.9276 | 39743.9276 | 39743.9276 | 39743.9276 | 36147.3145 | 32471.5759 | 28714.9711 | 24875.721 | 20952.0074 | 16941.9721 | 12843.716 | 8655.2982 | 4374.7353 | 0 | 0 | 0 | 0 | 0 | 0 | 0 | 10261.9871 | 9852.9022 | 8670.2771 | 8517.2785 | 7770.7545 | 6965.8039 | 5858.6295 | 5043.1073 | 4370.3725 | 3810.5465 | 3724.6225 | 3736.0513 | 4176.1117 | 4112.0707 | 4025.9578 | 4137.9402 | 4311.7756 | 4406.9183 | 4606.5249 | 4568.1045 | 4759.5395 | 5018.7839 | 5089.2166 | 5252.0353 | 5412.2409 | 5304.178 | 5696.6156 | 5688.9177 | 5626.5959 | 5785.366 | 6123.2208 | 6337.6907 | 6248.9768 | 6207.4144 | 6886.6081 | 7116.7937 | 7262.3659 | 7209.4084 | 7651.6237 | 7795.5657 | 7446.4698 | 8101.8368 | 7847.1104 | 8356.2891 | 8230.5612 | 8496.3259 | 8956.2023 | 2495.1739 | 2330.7117 | 1962.156 | 1682.7633 | 1350.2765 | 1084.4787 | 830.8032 | 581.9542 | 283.6953 | 0 | 0 | 0 | 0 | 0 | 0 | 0 | 0 | 0 |  | 1906.4343 | 1803.2261 | 1701.0904 | 1599.9737 | 1499.8233 | 1400.5868 | 1302.2128 | 1204.6498 | 1107.8473 | 1011.7551 | 1034.0137 | 1056.762 | 1080.0108 | 1103.771 | 1128.054 | 1152.8712 | 1178.2343 | 1204.1555 | 1230.6469 | 1257.7212 | 1285.391 | 1313.6696 | 1342.5704 | 1372.1069 | 1402.2933 | 1433.1437 | 1464.6729 | 1496.8957 | 1529.8274 | 1563.4836 | 1597.8802 | 1633.0336 | 1668.9603 | 1705.6774 | 1743.2024 | 1781.5528 | 1820.747 | 1860.8034 | 1901.7411 | 1943.5794 | 1986.3381 | 2030.0376 | 2074.6984 | 2120.3418 | 2166.9893 | 2214.663 | 2263.3856 | 1145.1224 | 1015.645 | 886.8815 | 758.7653 | 631.2308 | 504.2122 | 377.6446 | 251.4629 | 125.6028 | 0 | 0 | 0 | 0 | 0 | 0 | 0 | 0 | 0 | 0 | 0 | 0 | 0 | 0 | 0 | 0 | 0 | 0 | 0 | 0 | 0 | 0 | 0 | 0 | 0 | 0 | 0 | 0 | 0 | 0 | 0 | 0 | 0 | 0 | 0 | 0 | 0 | 0 | 0 | 0 | 0 | 0 | 0 | 0 | 0 | 0 | 0 | 0 | 0 | 0 | 0 | 0 | 0 | 0 | 0 | 0 | 0 | 0 | 0 | 0 | 0 | 0 | 0 | 0 | 0 | 0 | 0 | 0 | 0 | 0 | 0 | 0 | 0 | 0 | 0 | 0 | 0 | 0 | 0 | 0 | 0 | 0 | 0 | 0 | 0 | 0 | 0 | 0 | 0 | 0 | 0 | 0 | 0 | 0 | 0 | 0 | 0 | 0 | 0 | 0 | 0 | 0 | 0 | 0 | 0 | 0 | 0 | 0 | 0 | 0 | 0 | 0 | 0 | 0 | 0 | 0 | 0 | 0 | 0 | 0 | 0 | 0 | 0 | 0 | 0 | 0 | 0 | 0 | 0 | 0 | 0 | 0 | 0 | 0 | 0 | 0 | 0 | 0 | 0 | 0 | 0 | 0 | 0 | 0 | 0 | 0 | 0 | 0 | 0 | 0 | 0 | 0 | 0 | 0 | 0 | 0 | 0 | 0 | 0 | 0 | 0 | 0 | 0 | 0 | 0 | 0 | 0 | 0 | 0 | 0 | 0 | 0 | 0 | 0 | 0 | 0 | 0 | 0 | 0 | 0 | 0 | 0 | 0 | 0 | 0 | 0 | 0 | 0 | 0 | 0 | 0 | 0 | 0 | 0 | 0 | 0 | 0 | 0 | 0 | 0 | 0 | 0 | 0 | 0 | 0 | 0 | 0 | 0 | 0 | 0 | 0 | 0 | 0 | 0 | 0 | 0 | 0 | 0 | 0 | 0 | 0 | 0 | 0 | 0 | 0 | 0 | 0 | 0 | 0 | 0 | 0 | 0 | 0 | 0 | 0 | 0 | 0 | 0 | 0 | 0 | 0 | 0 | 0 | 0 | 0 | 0 | 0 | 0 | 0 | 0 | 0 | 0 | 0 | 0 | 0 | 0 | 0 | 0 | 0 | 0 | 0 | 0 | 0 | 0 | 0 | 0 | 0 | 0 | 0 | 0 | 0 | 0 | 0 | 0 | 0 | 0 | 0 | 0 | 0 | 0 | 0 | 0 | 0 | 0 | 0 | 0 | 0 | 0 | 0 | 0 | 0 | 0 | 0 | 0 | 0 | 0 | 0 | 0 | 0 | 0 | 0 | 0 | 0 | 0 | 0 | 0 | 0 | 0 | 0 | 0 | 0 | 0 | 0 | 0 | 0 | 0 | 0 | 0 | 0 | 0 | 0 | 0 | 0 | 0 | 0 | 0 | 0 | 0 | 0 | 0 | 0 | 0 | 0 | 0 | 0 | 0 | 0 | 0 | 0 | 0 | 0 | 0 | 0 | 0 | 0 | 0 | 0 | 0 | 0 | 0 | 0 | 0 | 0 | 0 | 0 | 0 | 0 | 0 | 0 | 0 | 0 | 0 | 0 | 0 | 0 | 0 | 0 | 0 | 0 | 0 | 0 | 0 | 0 | 0 | 0 | 0 | 0 | 0 | 0 | 0 | 0 | 0 | 0 | 0 | 0 | 0 | 0 | 0 | 0 | 0 | 0 | 0 | 0 | 0 | 0 | 0 | 0 | 0 | 0 | 0 | 0 | 0 | 0 | 0 | 0 | 0 | 269.0661 | 534.9469 | 771.2814 | 1019.6498 | 1281.0705 | 1536.311 | 1789.4432 | 2042.0905 | 2294.3815 | 2546.444 | 2597.3729 | 2649.3204 | 2702.3068 | 2756.3529 | 2811.48 | 2867.7096 | 2925.0638 | 2983.565 | 3043.2363 | 3104.1011 | 3166.1831 | 3229.5068 | 3294.0969 | 3359.9788 | 3427.1784 | 3495.722 | 3565.6364 | 3636.9491 | 3709.6881 | 3783.8819 | 3859.5595 | 3944.4698 | 4031.2482 | 4119.9356 | 4210.5742 | 4303.2068 | 4397.8774 | 4494.6307 | 4593.5126 | 4694.5698 | 4797.8504 | 4903.4031 | 5011.278 | 5121.5261 | 5234.1996 | 5349.352 | 5467.0378 | 4908.6748 | 4353.6579 | 3801.7007 | 3252.519 | 2705.8301 | 2161.3531 | 1618.8089 | 1077.9196 | 538.4084 | 0 | 0 | 0 | 0 | 0 | 0 | 0 | 0 | 0 | 0 |  | 0 | 0 | 0 | 0 | 0 | 0 | 0 | 0 | 0 | 0 | 0 | 0 | 0 | 0 | 0 | 0 | 0 | 0 | 0 | 0 | 0 | 0 | 0 | 0 | 0 | 0 | 0 | 0 | 0 | 0 | 0 | 0 | 0 | 0 | 0 | 0 | 0 | 0 | 0 | 0 | 0 | 0 | 0 | 0 | 0 | 0 | 0 | 0 | 0 | 0 | 0 | 0 | 0 | 0 | 0 | 0 | 0 | 0 | 0 | 0 | 0 | 0 | 0 | 0 | 0 | 0 |  | 0 | 0 | 0 | 0 | 0 | 0 | 0 | 0 | 0 | 0 | 0 | 0 | 0 | 0 | 0 | 0 | 0 | 0 | 0 | 0 | 0 | 0 | 0 | 0 | 0 | 0 | 0 | 0 | 0 | 0 | 0 | 0 | 0 | 0 | 0 | 0 | 0 | 0 | 0 | 0 | 0 | 0 | 0 | 0 | 0 | 0 | 0 | 0 | 0 | 0 | 0 | 0 | 0 | 0 | 0 | 0 | 0 | 0 | 0 | 0 | 0 | 0 | 0 | 0 | 0 | 0 | [67 empty] | 10651.0376 | 9959.956 | 9568.1078 | 8656.79 | 7440.1453 | 6710.9931 | 6120.8067 | 5328.9528 | 4541.8036 | 3877.2049 | 4021.6343 | 4017.2667 | 4194.0095 | 4058.9967 | 4388.9833 | 4356.1287 | 4643.2359 | 4533.2337 | 4549.0274 | 4887.223 | 4979.2144 | 5161.8694 | 5418.8182 | 5245.1094 | 5377.9368 | 5712.7743 | 5608.8398 | 5741.2755 | 5953.8069 | 6310.6417 | 6179.1107 | 6192.6513 | 6497.0556 | 6897.4879 | 6887.194 | 7328.3457 | 7478.3577 | 7643.3198 | 7419.2075 | 8083.189 | 7749.0096 | 8518.2421 | 8106.4919 | 8832.3846 | 8712.6467 | 8833.0091 | 9213.5842 | 2528.3967 | 2306.961 | 1957.9726 | 1680.5021 | 1400.1492 | 1118.4396 | 851.0065 | 576.4867 | 287.0258 | 0 | 0 | 0 | 0 | 0 | 0 | 0 | 0 | 0 |  | 10696.9101 | 9516.996 | 9021.8331 | 8542.0217 | 7606.7322 | 6432.3683 | 6235.2856 | 5110.2929 | 4658.3818 | 3869.1194 | 3843.8065 | 4052.5588 | 4051.3716 | 4135.3392 | 4238.6719 | 4375.3316 | 4235.5364 | 4456.6141 | 4640.336 | 4873.7654 | 4813.4961 | 5102.8585 | 5275.2049 | 5407.2571 | 5205.5925 | 5525.0167 | 5685.6741 | 5784.2652 | 5906.4486 | 5829.2421 | 5738.3062 | 5956.5893 | 6218.0619 | 6595.5975 | 6423.4573 | 6804.2013 | 6765.6854 | 6633.8339 | 7247.809 | 7126.9612 | 7661.5874 | 7538.0911 | 7638.5862 | 7710.8521 | 8002.8808 | 8137.5108 | 8597.528 | 2354.338 | 2090.9509 | 1869.1317 | 1550.0401 | 1338.0975 | 1060.8254 | 822.5851 | 555.1346 | 262.6022 | 0 | 0 | 0 | 0 | 0 | 0 | 0 | 0 | 0 |  | 10202.6435 | 10047.5847 | 8880.3154 | 7881.5566 | 7338.9531 | 6589.5888 | 5625.4301 | 5006.596 | 4476.4889 | 3574.433 | 3631.029 | 3807.2577 | 3877.9709 | 4061.5042 | 4241.4808 | 4371.239 | 4168.1581 | 4499.4622 | 4503.9535 | 4484.9447 | 4733.5238 | 4938.2237 | 4920.4856 | 4989.423 | 5114.8794 | 5283.3218 | 5164.3949 | 5489.1062 | 5266.3371 | 5553.8076 | 5919.7688 | 6014.0393 | 6222.7234 | 6085.9699 | 6498.9192 | 6299.4188 | 6610.6832 | 7139.3758 | 6894.3861 | 7198.6382 | 7263.8699 | 7509.6066 | 7847.3904 | 7920.1119 | 8077.8023 | 8369.1951 | 8520.226 | 2428.4567 | 2184.3338 | 1764.7022 | 1636.907 | 1276.2074 | 1089.7905 | 796.5685 | 541.5482 | 260.6985 | 0 | 0 | 0 | 0 | 0 | 0 | 0 | 0 | 0
UG-1PH | 5.815% | 6.048% | SH-G35 | Royalton | 199498 | 199498: Brk Rd. P.75-L.81P.76 | 617059 | 476994, 618154 | 1PH | UG | 3 | Zone 3 | 107 | 1735452 |  |  |  |  | 2016456.8465 |  | 1670730.5953 | 345726.2512 | 81555.3805 | 12766.5928 | 65323.1337 | 48398.5001 | 1371290.836 | 0 | 0 | 8528.1379 | 79738.1199 | 81890.4329 | 83952.5747 |  |  |  |  | 18775.9319 | 37505.3178 | 56124.2742 | 74652.7493 | 93109.4553 | 111511.9696 | 129876.8174 | 148219.5562 | 166548.8482 | 184865.7077 | 179829.3448 | 174837.8578 | 169970.3755 | 165201.8079 | 160508.5955 | 155868.5826 | 151260.9149 | 146665.9343 | 142072.5471 | 137479.16 | 132933.6853 | 128532.9806 | 124328.1433 | 120323.4825 | 116523.402 | 112932.4027 | 109555.0843 | 106396.1478 | 103460.3977 | 100752.7439 | 98218.6442 | 95742.8228 | 93267.0015 | 90791.1801 | 88315.3587 | 85839.5373 | 83363.7159 | 80887.8945 | 78412.0731 | 75936.2518 | 73460.4304 | 70984.609 | 68508.7876 | 66032.9662 | 63557.1448 | 61081.3234 | 58605.5021 | 56129.6807 | 53653.8593 | 51178.0379 | 45343.3368 | 39658.789 | 34127.6978 | 28753.4393 | 23539.4637 | 18489.2974 | 13606.5441 | 8894.8868 | 4358.0899 | -6.0077e-12 | -6.0077e-12 | -6.0077e-12 | -6.0077e-12 | -6.0077e-12 | -6.0077e-12 | -6.0077e-12 | 2802.755 | 5667.1706 | 8594.6033 | 11586.4396 | 14644.0962 | 17769.0213 | 20962.6948 | 24226.629 | 24226.629 | 30971.4969 | 30971.4969 | 30971.4969 | 30971.4969 | 30971.4969 | 30971.4969 | 30971.4969 | 30971.4969 | 30971.4969 | 30971.4969 | 30971.4969 | 30971.4969 | 30971.4969 | 30971.4969 | 30971.4969 | 30971.4969 | 30971.4969 | 30971.4969 | 30971.4969 | 30971.4969 | 30971.4969 | 30971.4969 | 30971.4969 | 30971.4969 | 30971.4969 | 30971.4969 | 30971.4969 | 30971.4969 | 30971.4969 | 30971.4969 | 30971.4969 | 30971.4969 | 30971.4969 | 30971.4969 | 30971.4969 | 30971.4969 | 30971.4969 | 30971.4969 | 30971.4969 | 30971.4969 | 30971.4969 | 28168.742 | 25304.3264 | 22376.8936 | 19385.0574 | 16327.4007 | 13202.4756 | 10008.8022 | 6744.8679 | 3409.1271 | 0 | 0 | 0 | 0 | 0 | 0 | 0 | 10171.7718 | 9665.7908 | 8401.9117 | 8132.6286 | 7286.6648 | 6385.2593 | 5215.4747 | 4317.1851 | 3541.1002 | 2841.574 | 2777.4993 | 2786.022 | 3114.1807 | 3066.4245 | 3002.209 | 3085.7157 | 3215.3471 | 3286.2962 | 3435.1454 | 3406.4948 | 3549.2504 | 3742.5723 | 3795.0949 | 3916.5109 | 4035.9783 | 3955.3944 | 4248.0402 | 4242.2998 | 4195.8256 | 4314.2226 | 4566.1652 | 4726.0982 | 4659.9431 | 4628.9495 | 5135.4331 | 5307.0855 | 5415.6406 | 5376.1494 | 5705.9151 | 5813.2545 | 5552.9292 | 6041.6449 | 5851.6921 | 6231.3932 | 6137.6363 | 6335.8205 | 6678.7563 | 6663.1108 | 7171.7579 | 7066.3944 | 7239.2964 | 7136.1873 | 7333.1448 | 7665.6402 | 8241.3665 | 8220.3048 | 617.3534 | 553.7055 | 503.9765 | 7.6898e-18 | 6.1889e-18 | 4.9987e-18 | 3.6853e-18 | 2.4243e-18 | 1.1278e-18 |  | 1258.099 | 1176.4353 | 1095.4933 | 1015.2309 | 935.6064 | 856.5784 | 778.106 | 700.1486 | 622.6659 | 545.6179 | 557.6215 | 569.8891 | 582.4267 | 595.2401 | 608.3354 | 621.7188 | 635.3966 | 649.3753 | 663.6615 | 678.2621 | 693.1839 | 708.4339 | 724.0195 | 739.9479 | 756.2267 | 772.8637 | 789.8667 | 807.2438 | 825.0032 | 843.1532 | 861.7026 | 880.6601 | 900.0346 | 919.8353 | 940.0717 | 960.7533 | 981.8899 | 1003.4914 | 1025.5683 | 1048.1308 | 1071.1896 | 1094.7558 | 1118.8404 | 1143.4549 | 1168.6109 | 1194.3204 | 1220.5954 | 1247.4485 | 1274.8924 | 1302.94 | 1331.6047 | 1360.9 | 1390.8398 | 1421.4383 | 1452.7099 | 1484.6695 | 613.6819 | 544.2938 | 475.2882 | 406.6295 | 338.2825 | 270.2121 | 202.3833 | 134.7614 | 67.3118 | 0 | 144.4813 | 142.974 | 141.5414 | 140.1828 | 138.8973 | 137.6841 | 136.5426 | 135.472 | 134.4717 | 133.5411 | 136.479 | 139.4815 | 142.5501 | 145.6862 | 148.8913 | 152.1669 | 155.5146 | 158.9359 | 162.4325 | 166.006 | 169.6581 | 173.3906 | 177.2052 | 181.1037 | 185.088 | 189.1599 | 193.3215 | 197.5745 | 201.9212 | 206.3634 | 210.9034 | 215.5433 | 220.2853 | 225.1315 | 230.0844 | 235.1463 | 240.3195 | 245.6065 | 251.0099 | 256.5321 | 262.1758 | 267.9437 | 273.8384 | 279.8629 | 286.0199 | 292.3123 | 298.7432 | 305.3155 | 312.0325 | 318.8972 | 325.9129 | 333.083 | 340.4108 | 347.8999 | 355.5537 | 363.3758 | 247.8822 | 219.8545 | 191.9814 | 164.2483 | 136.6412 | 109.1458 | 81.7479 | 54.4337 | 27.189 | 0 | 5313.1946 | 4897.2559 | 4484.4384 | 4074.5282 | 3667.3131 | 3262.5826 | 2860.1279 | 2459.7415 | 2061.2173 | 1664.3506 | 1700.9663 | 1738.3875 | 1776.6321 | 1815.718 | 1855.6638 | 1896.4884 | 1938.2111 | 1980.8518 | 2024.4305 | 2068.968 | 2114.4853 | 2161.0039 | 2208.546 | 2257.134 | 2306.791 | 2357.5404 | 2409.4063 | 2462.4132 | 2516.5863 | 2571.9512 | 2628.5341 | 2686.3619 | 2745.4618 | 2805.862 | 2867.591 | 2930.678 | 2995.1529 | 3061.0462 | 3128.3893 | 3197.2138 | 3267.5525 | 3339.4387 | 3412.9063 | 3487.9903 | 3564.7261 | 3643.15 | 3723.2993 | 3805.2119 | 3888.9266 | 3974.483 | 4061.9216 | 4151.2839 | 4242.6121 | 4335.9496 | 4431.3405 | 4528.8299 | 990.1269 | 878.1747 | 766.8396 | 656.0644 | 545.7919 | 435.9657 | 326.5293 | 217.4267 | 108.6022 | 0 | 777.1827 | 732.7172 | 688.6914 | 645.0823 | 601.8671 | 559.0234 | 516.5288 | 474.3614 | 432.4991 | 390.9204 | 399.5206 | 408.3101 | 417.2929 | 426.4734 | 435.8558 | 445.4446 | 455.2444 | 465.2598 | 475.4955 | 485.9564 | 496.6474 | 507.5737 | 518.7403 | 530.1526 | 541.8159 | 553.7359 | 565.9181 | 578.3682 | 591.0924 | 604.0964 | 617.3865 | 630.969 | 644.8503 | 659.037 | 673.5358 | 688.3536 | 703.4974 | 718.9744 | 734.7918 | 750.9572 | 767.4783 | 784.3628 | 801.6188 | 819.2544 | 837.278 | 855.6981 | 874.5235 | 893.763 | 913.4258 | 933.5211 | 954.0586 | 975.0479 | 996.4989 | 1018.4219 | 1040.8272 | 1063.7254 | 513.9226 | 455.8141 | 398.026 | 340.5284 | 283.2918 | 226.2868 | 169.4841 | 112.8547 | 56.3696 | 0 | 165.3122 | 152.976 | 140.7364 | 128.5869 | 116.5212 | 104.5332 | 92.6165 | 80.7651 | 68.9729 | 57.2337 | 58.4929 | 59.7797 | 61.0949 | 62.439 | 63.8126 | 65.2165 | 66.6513 | 68.1176 | 69.6162 | 71.1477 | 72.713 | 74.3127 | 75.9476 | 77.6184 | 79.326 | 81.0712 | 82.8547 | 84.6776 | 86.5405 | 88.4443 | 90.3901 | 92.3787 | 94.411 | 96.4881 | 98.6108 | 100.7803 | 102.9974 | 105.2634 | 107.5792 | 109.9459 | 112.3647 | 114.8367 | 117.3631 | 119.9451 | 122.5839 | 125.2808 | 128.0369 | 130.8538 | 133.7325 | 136.6747 | 139.6815 | 142.7545 | 145.8951 | 149.1048 | 152.3851 | 155.7376 | 44.4467 | 39.4212 | 34.4234 | 29.4507 | 24.5006 | 19.5705 | 14.6579 | 9.7603 | 4.8751 | 0 | 54.0349 | 108.014 | 161.9649 | 215.9148 | 269.8911 | 323.9212 | 378.0322 | 432.2516 | 486.6066 | 541.1245 | 553.0292 | 565.1959 | 577.6302 | 590.3381 | 603.3255 | 616.5987 | 630.1638 | 644.0274 | 658.196 | 672.6764 | 687.4752 | 702.5997 | 718.0569 | 733.8541 | 749.9989 | 766.4989 | 783.3619 | 800.5958 | 818.2089 | 836.2095 | 854.6062 | 873.4075 | 892.6225 | 912.2601 | 932.3299 | 952.8411 | 973.8036 | 995.2273 | 1017.1223 | 1039.499 | 1062.368 | 1085.7401 | 1109.6264 | 1134.0381 | 1158.987 | 1184.4847 | 1210.5434 | 1237.1753 | 1264.3932 | 1292.2098 | 1320.6384 | 1349.6925 | 1379.3857 | 1409.7322 | 1440.7463 | 1472.4427 | 1322.0583 | 1172.575 | 1023.9158 | 876.0042 | 728.7639 | 582.1194 | 435.9954 | 290.3171 | 145.0101 | 0 | 6454.2056 | 6033.9371 | 5617.3725 | 5204.2949 | 4794.4898 | 4387.7445 | 3983.848 | 3582.5915 | 3183.7675 | 2787.1703 | 2848.488 | 2911.1548 | 2975.2002 | 3040.6546 | 3107.549 | 3175.915 | 3245.7852 | 3317.1924 | 3390.1707 | 3464.7544 | 3540.979 | 3618.8806 | 3698.4959 | 3779.8628 | 3863.0198 | 3948.0063 | 4034.8624 | 4123.6294 | 4214.3492 | 4307.0649 | 4401.8203 | 4498.6604 | 4597.6309 | 4698.7788 | 4802.1519 | 4907.7993 | 5015.7709 | 5126.1178 | 5238.8924 | 5354.148 | 5471.9393 | 5592.322 | 5715.353 | 5841.0908 | 5969.5948 | 6100.9259 | 6235.1463 | 6372.3195 | 6512.5105 | 6655.7857 | 6802.213 | 6951.8617 | 7104.8027 | 7261.1083 | 7420.8527 | 7584.1115 | 3118.4367 | 2765.8395 | 2415.1861 | 2066.2959 | 1718.9894 | 1373.0881 | 1028.4147 | 684.7926 | 342.046 | 0 | 62.1897 | 123.6432 | 178.2676 | 235.6734 | 296.096 | 355.0901 | 413.597 | 471.9917 | 530.3042 | 588.5638 | 600.3351 | 612.3418 | 624.5886 | 637.0804 | 649.822 | 662.8185 | 676.0748 | 689.5963 | 703.3882 | 717.456 | 731.8051 | 746.4412 | 761.3701 | 776.5975 | 792.1294 | 807.972 | 824.1314 | 840.6141 | 857.4263 | 874.5749 | 892.0664 | 911.6918 | 931.749 | 952.2475 | 973.197 | 994.6073 | 1016.4887 | 1038.8514 | 1061.7061 | 1085.0637 | 1108.9351 | 1133.3317 | 1158.265 | 1183.7468 | 1209.7892 | 1236.4046 | 1263.6055 | 1291.4048 | 1319.8157 | 1348.8516 | 1378.5264 | 1408.854 | 1439.8487 | 1471.5254 | 1503.899 | 1536.9848 | 1380.0084 | 1223.9728 | 1068.7975 | 914.4023 | 760.708 | 607.6356 | 455.1065 | 303.0427 | 151.3663 | 0 |  | 0 | 0 | 0 | 0 | 0 | 0 | 0 | 0 | 0 | 0 | 0 | 0 | 0 | 0 | 0 | 0 | 0 | 0 | 0 | 0 | 0 | 0 | 0 | 0 | 0 | 0 | 0 | 0 | 0 | 0 | 0 | 0 | 0 | 0 | 0 | 0 | 0 | 0 | 0 | 0 | 0 | 0 | 0 | 0 | 0 | 0 | 0 | 0 | 0 | 0 | 0 | 0 | 0 | 0 | 0 | 0 | 0 | 0 | 0 | 0 | 0 | 0 | 0 | 0 | 0 | 0 |  | 0 | 0 | 0 | 0 | 0 | 0 | 0 | 0 | 0 | 0 | 0 | 0 | 0 | 0 | 0 | 0 | 0 | 0 | 0 | 0 | 0 | 0 | 0 | 0 | 0 | 0 | 0 | 0 | 0 | 0 | 0 | 0 | 0 | 0 | 0 | 0 | 0 | 0 | 0 | 0 | 0 | 0 | 0 | 0 | 0 | 0 | 0 | 0 | 0 | 0 | 0 | 0 | 0 | 0 | 0 | 0 | 0 | 0 | 0 | 0 | 0 | 0 | 0 | 0 | 0 | 0 | [67 empty] | 10557.4021 | 9770.8116 | 9271.9524 | 8265.8396 | 6976.6513 | 6151.6849 | 5448.8703 | 4561.8851 | 3680.0025 | 2891.282 | 2998.9849 | 2995.7279 | 3127.5273 | 3026.8465 | 3272.9218 | 3248.4217 | 3462.5213 | 3380.4912 | 3392.2688 | 3644.4656 | 3713.0648 | 3849.273 | 4040.8831 | 3911.3462 | 4010.3973 | 4260.0899 | 4182.5846 | 4281.3436 | 4439.8311 | 4705.9274 | 4607.8431 | 4617.9404 | 4844.9387 | 5143.5463 | 5135.8699 | 5464.8425 | 5576.7084 | 5699.7228 | 5532.5993 | 6027.739 | 5778.537 | 6352.1637 | 6045.1163 | 6586.4239 | 6497.1337 | 6586.8895 | 6870.6893 | 6751.8288 | 7098.6754 | 7051.3285 | 7229.5683 | 7399.7635 | 7562.7848 | 7852.0515 | 8163.9379 | 8316.8105 | 626.9346 | 569.1512 | 472.468 | 7.7295e-18 | 6.3118e-18 | 5.0496e-18 | 3.5523e-18 | 2.4567e-18 | 1.1751e-18 |  | 10602.8714 | 9336.2637 | 8742.5862 | 8156.2543 | 7132.8605 | 5896.2814 | 5550.7818 | 4374.6998 | 3774.4602 | 2885.2526 | 2866.3764 | 3022.0457 | 3021.1604 | 3083.7762 | 3160.8326 | 3262.7415 | 3158.4945 | 3323.355 | 3460.3588 | 3634.4301 | 3589.4865 | 3805.2678 | 3933.7888 | 4032.2618 | 3881.8779 | 4120.0767 | 4239.881 | 4313.4016 | 4404.5154 | 4346.9415 | 4279.1294 | 4441.9059 | 4636.8895 | 4918.4227 | 4790.0555 | 5073.9812 | 5045.2594 | 4946.9361 | 5404.7852 | 5314.6675 | 5713.3452 | 5621.2524 | 5696.1929 | 5750.0825 | 5967.8521 | 6068.2474 | 6411.2882 | 6287.0225 | 6433.9977 | 6731.3818 | 6668.3173 | 7071.8214 | 7173.2029 | 7589.8134 | 7861.5592 | 7609.1151 | 588.7131 | 507.9147 | 460.936 | 7.309e-18 | 5.8919e-18 | 4.6213e-18 | 3.3825e-18 | 2.1494e-18 | 1.129e-18 |  | 10112.9499 | 9856.7762 | 8605.4488 | 7525.6166 | 6881.7631 | 6040.3987 | 5007.8757 | 4285.9294 | 3627.0812 | 2665.5011 | 2707.7054 | 2839.1215 | 2891.8533 | 3028.7164 | 3162.9273 | 3259.6897 | 3108.2496 | 3355.3073 | 3358.6566 | 3344.4815 | 3529.8501 | 3682.4975 | 3669.27 | 3720.6775 | 3814.2319 | 3939.8416 | 3851.1563 | 4093.2978 | 3927.1759 | 4141.5464 | 4414.4484 | 4484.7472 | 4640.3656 | 4538.3867 | 4846.3284 | 4697.5583 | 4929.6723 | 5323.9252 | 5141.2332 | 5368.1179 | 5416.7621 | 5600.0111 | 5851.9008 | 5906.1303 | 6023.722 | 6241.0174 | 6353.6431 | 6484.9491 | 6721.3433 | 6355.2957 | 7042.0209 | 6744.7334 | 7369.0626 | 7349.7639 | 7669.1545 | 7553.9546 | 559.2689 | 527.5203 | 447.4485 | 7.2953e-18 | 5.8674e-18 | 4.7116e-18 | 3.4927e-18 | 2.1073e-18 | 1.0881e-18
UG-1PH | 3.279% | 3.427% | SH-G35 | Royalton | 199569 | 199569: Brook Rd. P.76 to 50X | 618225 | 618154 | 1PH | UG | 1.7 | Zone 3 | 42 | 978528 |  |  |  |  | 1136971.5124 |  | 942035.0825 | 194936.4299 | 46214.7156 | 5011.186 | 37016.4424 | 18997.5421 | 538263.6926 | 0 | 0 | 4832.6115 | 45184.9346 | 46404.5786 | 47573.1257 |  |  |  |  | 10586.7377 | 21147.2306 | 31645.4582 | 42092.6684 | 52499.4117 | 62875.5993 | 73230.5488 | 83573.0322 | 93907.9337 | 104235.8251 | 101396.0911 | 98581.6602 | 95837.1488 | 93148.4102 | 90502.1602 | 87885.9066 | 85287.8907 | 82697.0284 | 80107.0646 | 77517.1007 | 74954.1521 | 72472.8315 | 70101.95 | 67843.9373 | 65701.2764 | 63676.5051 | 61772.217 | 59991.0627 | 58335.7511 | 56809.0509 | 55380.2084 | 53984.226 | 52588.2435 | 51192.2611 | 49796.2786 | 48400.2961 | 47004.3137 | 45608.3312 | 44212.3488 | 42816.3663 | 41420.3839 | 40024.4014 | 38628.4189 | 37232.4365 | 35836.454 | 34440.4716 | 33044.4891 | 31648.5067 | 30252.5242 | 28856.5417 | 25566.6678 | 22361.4571 | 19242.7724 | 16212.5172 | 13272.6369 | 10425.1199 | 7671.998 | 5015.3481 | 2457.2924 | -3.3874e-12 | -3.3874e-12 | -3.3874e-12 | -3.3874e-12 | -3.3874e-12 | -3.3874e-12 | -3.3874e-12 | 1580.3227 | 3195.4125 | 4846.0343 | 6532.9698 | 8257.0179 | 10018.995 | 11819.7356 | 13660.0925 | 13660.0925 | 17463.1606 | 17463.1606 | 17463.1606 | 17463.1606 | 17463.1606 | 17463.1606 | 17463.1606 | 17463.1606 | 17463.1606 | 17463.1606 | 17463.1606 | 17463.1606 | 17463.1606 | 17463.1606 | 17463.1606 | 17463.1606 | 17463.1606 | 17463.1606 | 17463.1606 | 17463.1606 | 17463.1606 | 17463.1606 | 17463.1606 | 17463.1606 | 17463.1606 | 17463.1606 | 17463.1606 | 17463.1606 | 17463.1606 | 17463.1606 | 17463.1606 | 17463.1606 | 17463.1606 | 17463.1606 | 17463.1606 | 17463.1606 | 17463.1606 | 17463.1606 | 17463.1606 | 17463.1606 | 17463.1606 | 15882.8379 | 14267.748 | 12617.1263 | 10930.1908 | 9206.1427 | 7444.1656 | 5643.425 | 3803.0681 | 1922.2233 | 0 | 0 | 0 | 0 | 0 | 0 | 0 | 5764.004 | 5477.2815 | 4761.0833 | 4608.4895 | 4129.1101 | 3618.3136 | 2955.4357 | 2446.4049 | 2006.6235 | 1610.2253 | 1573.9163 | 1578.7458 | 1764.7024 | 1737.6405 | 1701.2518 | 1748.5722 | 1822.03 | 1862.2345 | 1946.5824 | 1930.3471 | 2011.2419 | 2120.791 | 2150.5538 | 2219.3562 | 2287.0543 | 2241.3902 | 2407.2228 | 2403.9699 | 2377.6345 | 2444.7261 | 2587.4936 | 2678.1223 | 2640.6344 | 2623.0714 | 2910.0787 | 3007.3484 | 3068.863 | 3046.4847 | 3233.3519 | 3294.1776 | 3146.6599 | 3423.5988 | 3315.9588 | 3531.1228 | 3477.9939 | 3590.2983 | 3784.6286 | 3775.7628 | 4063.9962 | 4004.2901 | 4102.268 | 4043.8395 | 4155.4487 | 4343.8628 | 4670.1077 | 4658.1727 | 349.8336 | 313.7664 | 285.5867 | 4.3575e-18 | 3.507e-18 | 2.8326e-18 | 2.0883e-18 | 1.3738e-18 | 6.3911e-19 |  | 493.8333 | 461.7784 | 430.0067 | 398.5019 | 367.2474 | 336.227 | 305.4248 | 274.8247 | 244.4109 | 214.1678 | 218.8795 | 223.6948 | 228.6161 | 233.6456 | 238.7858 | 244.0391 | 249.408 | 254.895 | 260.5027 | 266.2337 | 272.0909 | 278.0769 | 284.1946 | 290.4468 | 296.8367 | 303.3671 | 310.0411 | 316.8621 | 323.833 | 330.9573 | 338.2384 | 345.6797 | 353.2846 | 361.0569 | 369.0001 | 377.1181 | 385.4147 | 393.8938 | 402.5595 | 411.4158 | 420.467 | 429.7172 | 439.171 | 448.8328 | 458.7071 | 468.7987 | 479.1122 | 489.6527 | 500.4251 | 511.4344 | 522.686 | 534.1851 | 545.9371 | 557.9477 | 570.2226 | 582.7675 | 240.8845 | 213.648 | 186.5617 | 159.6116 | 132.7838 | 106.0646 | 79.4402 | 52.897 | 26.4214 | 0 | 81.8727 | 81.0186 | 80.2068 | 79.4369 | 78.7084 | 78.021 | 77.3741 | 76.7675 | 76.2006 | 75.6733 | 77.3381 | 79.0395 | 80.7784 | 82.5555 | 84.3717 | 86.2279 | 88.1249 | 90.0637 | 92.0451 | 94.0701 | 96.1396 | 98.2547 | 100.4163 | 102.6254 | 104.8832 | 107.1906 | 109.5488 | 111.9589 | 114.422 | 116.9393 | 119.5119 | 122.1412 | 124.8283 | 127.5745 | 130.3812 | 133.2496 | 136.1811 | 139.177 | 142.2389 | 145.3682 | 148.5663 | 151.8347 | 155.1751 | 158.589 | 162.0779 | 165.6436 | 169.2878 | 173.0121 | 176.8184 | 180.7084 | 184.684 | 188.747 | 192.8995 | 197.1433 | 201.4804 | 205.913 | 140.4666 | 124.5842 | 108.7894 | 93.0741 | 77.43 | 61.8493 | 46.3238 | 30.8457 | 15.4071 | 0 | 3010.8103 | 2775.1117 | 2541.1818 | 2308.8993 | 2078.1441 | 1848.7968 | 1620.7391 | 1393.8535 | 1168.0231 | 943.132 | 963.8809 | 985.0863 | 1006.7582 | 1028.9068 | 1051.5428 | 1074.6767 | 1098.3196 | 1122.4827 | 1147.1773 | 1172.4152 | 1198.2083 | 1224.5689 | 1251.5094 | 1279.0426 | 1307.1816 | 1335.9395 | 1365.3302 | 1395.3675 | 1426.0656 | 1457.439 | 1489.5027 | 1522.2717 | 1555.7617 | 1589.9885 | 1624.9682 | 1660.7175 | 1697.2533 | 1734.5929 | 1772.7539 | 1811.7545 | 1851.6131 | 1892.3486 | 1933.9803 | 1976.5278 | 2020.0114 | 2064.4517 | 2109.8696 | 2156.2867 | 2203.7251 | 2252.207 | 2301.7556 | 2352.3942 | 2404.1469 | 2457.0381 | 2511.0929 | 2566.337 | 561.0719 | 497.6323 | 434.5424 | 371.7698 | 309.2821 | 247.0472 | 185.0333 | 123.2085 | 61.5412 | 0 | 440.4035 | 415.2064 | 390.2585 | 365.5466 | 341.058 | 316.7799 | 292.6997 | 268.8048 | 245.0828 | 221.5216 | 226.395 | 231.3757 | 236.466 | 241.6682 | 246.9849 | 252.4186 | 257.9718 | 263.6472 | 269.4474 | 275.3753 | 281.4335 | 287.6251 | 293.9528 | 300.4198 | 307.029 | 313.7837 | 320.6869 | 327.742 | 334.9523 | 342.3213 | 349.8524 | 357.5491 | 365.4152 | 373.4543 | 381.6703 | 390.0671 | 398.6485 | 407.4188 | 416.382 | 425.5424 | 434.9044 | 444.4722 | 454.2506 | 464.2442 | 474.4575 | 484.8956 | 495.5633 | 506.4657 | 517.6079 | 528.9953 | 540.6332 | 552.5271 | 564.6827 | 577.1057 | 589.8021 | 602.7777 | 291.2228 | 258.2947 | 225.548 | 192.9661 | 160.532 | 128.2292 | 96.041 | 63.951 | 31.9428 | 0 | 93.6769 | 86.6864 | 79.7506 | 72.8659 | 66.0287 | 59.2355 | 52.4827 | 45.7669 | 39.0846 | 32.4325 | 33.146 | 33.8752 | 34.6204 | 35.3821 | 36.1605 | 36.956 | 37.7691 | 38.6 | 39.4492 | 40.3171 | 41.204 | 42.1105 | 43.0369 | 43.9838 | 44.9514 | 45.9403 | 46.951 | 47.9839 | 49.0396 | 50.1185 | 51.2211 | 52.3479 | 53.4996 | 54.6766 | 55.8795 | 57.1088 | 58.3652 | 59.6492 | 60.9615 | 62.3027 | 63.6733 | 65.0741 | 66.5058 | 67.9689 | 69.4642 | 70.9924 | 72.5543 | 74.1505 | 75.7818 | 77.449 | 79.1529 | 80.8942 | 82.6739 | 84.4927 | 86.3516 | 88.2513 | 25.1865 | 22.3387 | 19.5066 | 16.6887 | 13.8837 | 11.0899 | 8.3061 | 5.5308 | 2.7626 | 0 | 30.6198 | 61.208 | 91.7801 | 122.3517 | 152.9383 | 183.5553 | 214.2183 | 244.9426 | 275.7437 | 306.6372 | 313.3832 | 320.2777 | 327.3238 | 334.5249 | 341.8845 | 349.4059 | 357.0928 | 364.9489 | 372.9778 | 381.1833 | 389.5693 | 398.1398 | 406.8989 | 415.8507 | 424.9994 | 434.3494 | 443.9051 | 453.671 | 463.6517 | 473.8521 | 484.2768 | 494.9309 | 505.8194 | 516.9474 | 528.3203 | 539.9433 | 551.8221 | 563.9621 | 576.3693 | 589.0494 | 602.0085 | 615.2527 | 628.7883 | 642.6216 | 656.7593 | 671.208 | 685.9746 | 701.066 | 716.4895 | 732.2522 | 748.3618 | 764.8257 | 781.6519 | 798.8482 | 816.4229 | 834.3842 | 749.1663 | 664.4592 | 580.219 | 496.4024 | 412.9662 | 329.8677 | 247.0641 | 164.513 | 82.1724 | 0 | 3657.3832 | 3419.231 | 3183.1777 | 2949.1005 | 2716.8776 | 2486.3885 | 2257.5139 | 2030.1352 | 1804.1349 | 1579.3965 | 1614.1432 | 1649.6544 | 1685.9468 | 1723.0376 | 1760.9444 | 1799.6852 | 1839.2783 | 1879.7424 | 1921.0967 | 1963.3608 | 2006.5548 | 2050.699 | 2095.8144 | 2141.9223 | 2189.0446 | 2237.2036 | 2286.422 | 2336.7233 | 2388.1312 | 2440.6701 | 2494.3649 | 2549.2409 | 2605.3242 | 2662.6413 | 2721.2194 | 2781.0863 | 2842.2701 | 2904.8001 | 2968.7057 | 3034.0172 | 3100.7656 | 3168.9824 | 3238.7001 | 3309.9515 | 3382.7704 | 3457.1913 | 3533.2495 | 3610.981 | 3690.4226 | 3771.6119 | 3854.5874 | 3939.3883 | 4026.0548 | 4114.6281 | 4205.1499 | 4297.6632 | 1767.1141 | 1567.3091 | 1368.6055 | 1170.901 | 974.094 | 778.0833 | 582.7683 | 388.0491 | 193.8261 | 0 | 35.2408 | 70.0645 | 101.0183 | 133.5482 | 167.7877 | 201.2177 | 234.3716 | 267.462 | 300.5057 | 333.5195 | 340.1899 | 346.9937 | 353.9336 | 361.0122 | 368.2325 | 375.5971 | 383.1091 | 390.7712 | 398.5867 | 406.5584 | 414.6896 | 422.9834 | 431.443 | 440.0719 | 448.8733 | 457.8508 | 467.0078 | 476.348 | 485.8749 | 495.5924 | 505.5043 | 516.6254 | 527.9911 | 539.6069 | 551.4783 | 563.6108 | 576.0102 | 588.6825 | 601.6335 | 614.8694 | 628.3965 | 642.2213 | 656.3501 | 670.7898 | 685.5472 | 700.6293 | 716.0431 | 731.7961 | 747.8956 | 764.3493 | 781.1649 | 798.3506 | 815.9143 | 833.8644 | 852.2094 | 870.958 | 782.0048 | 693.5846 | 605.6519 | 518.1613 | 431.0679 | 344.3268 | 257.8937 | 171.7242 | 85.7743 | 0 |  | 0 | 0 | 0 | 0 | 0 | 0 | 0 | 0 | 0 | 0 | 0 | 0 | 0 | 0 | 0 | 0 | 0 | 0 | 0 | 0 | 0 | 0 | 0 | 0 | 0 | 0 | 0 | 0 | 0 | 0 | 0 | 0 | 0 | 0 | 0 | 0 | 0 | 0 | 0 | 0 | 0 | 0 | 0 | 0 | 0 | 0 | 0 | 0 | 0 | 0 | 0 | 0 | 0 | 0 | 0 | 0 | 0 | 0 | 0 | 0 | 0 | 0 | 0 | 0 | 0 | 0 |  | 0 | 0 | 0 | 0 | 0 | 0 | 0 | 0 | 0 | 0 | 0 | 0 | 0 | 0 | 0 | 0 | 0 | 0 | 0 | 0 | 0 | 0 | 0 | 0 | 0 | 0 | 0 | 0 | 0 | 0 | 0 | 0 | 0 | 0 | 0 | 0 | 0 | 0 | 0 | 0 | 0 | 0 | 0 | 0 | 0 | 0 | 0 | 0 | 0 | 0 | 0 | 0 | 0 | 0 | 0 | 0 | 0 | 0 | 0 | 0 | 0 | 0 | 0 | 0 | 0 | 0 | [67 empty] | 5982.5279 | 5536.7932 | 5254.1063 | 4683.9757 | 3953.4358 | 3485.9548 | 3087.6931 | 2585.0682 | 2085.3348 | 1638.3931 | 1699.4248 | 1697.5792 | 1772.2655 | 1715.213 | 1854.6557 | 1840.7723 | 1962.0954 | 1915.6117 | 1922.2856 | 2065.1972 | 2104.0701 | 2181.2547 | 2289.8338 | 2216.4295 | 2272.5585 | 2414.051 | 2370.1313 | 2426.0947 | 2515.9043 | 2666.6922 | 2611.1111 | 2616.8329 | 2745.4652 | 2914.6762 | 2910.3263 | 3096.7441 | 3160.1348 | 3229.8429 | 3135.1396 | 3415.7188 | 3274.5043 | 3599.5595 | 3425.5659 | 3732.3069 | 3681.7091 | 3732.5707 | 3893.3906 | 3826.0363 | 4022.5827 | 3995.7528 | 4096.7554 | 4193.1993 | 4285.5781 | 4449.4958 | 4626.2315 | 4712.8593 | 355.2629 | 322.519 | 267.7319 | 4.38e-18 | 3.5767e-18 | 2.8614e-18 | 2.013e-18 | 1.3921e-18 | 6.6587e-19 |  | 6008.2938 | 5290.5494 | 4954.1322 | 4621.8774 | 4041.9543 | 3341.2261 | 3145.443 | 2478.9965 | 2138.8608 | 1634.9765 | 1624.28 | 1712.4926 | 1711.9909 | 1747.4732 | 1791.1385 | 1848.8869 | 1789.8135 | 1883.2345 | 1960.87 | 2059.5104 | 2034.0423 | 2156.3184 | 2229.147 | 2284.9484 | 2199.7308 | 2334.7101 | 2402.5992 | 2444.2609 | 2495.8921 | 2463.2668 | 2424.84 | 2517.08 | 2627.5707 | 2787.1062 | 2714.3648 | 2875.256 | 2858.9803 | 2803.2638 | 3062.7116 | 3011.6449 | 3237.5623 | 3185.3763 | 3227.8426 | 3258.3801 | 3381.7829 | 3438.6735 | 3633.0633 | 3562.6461 | 3645.932 | 3814.4497 | 3778.7131 | 4007.3655 | 4064.815 | 4300.8942 | 4454.8835 | 4311.8319 | 333.6041 | 287.8183 | 261.1971 | 4.1418e-18 | 3.3388e-18 | 2.6187e-18 | 1.9167e-18 | 1.218e-18 | 6.3977e-19 |  | 5730.6716 | 5585.5065 | 4876.421 | 4264.5161 | 3899.6657 | 3422.8926 | 2837.7962 | 2428.6933 | 2055.346 | 1510.4506 | 1534.3664 | 1608.8355 | 1638.7168 | 1716.2726 | 1792.3255 | 1847.1575 | 1761.3414 | 1901.3408 | 1903.2387 | 1895.2062 | 2000.2484 | 2086.7486 | 2079.253 | 2108.3839 | 2161.3981 | 2232.5769 | 2182.3219 | 2319.5354 | 2225.3997 | 2346.8763 | 2501.5208 | 2541.3567 | 2629.5405 | 2571.7525 | 2746.2528 | 2661.9497 | 2793.481 | 3016.8909 | 2913.3655 | 3041.9335 | 3069.4985 | 3173.3396 | 3316.0771 | 3346.8072 | 3413.4425 | 3536.5765 | 3600.3978 | 3674.8045 | 3808.7612 | 3601.3343 | 3990.4785 | 3822.0156 | 4175.8021 | 4164.8662 | 4345.8542 | 4280.5743 | 316.9191 | 298.9281 | 253.5542 | 4.134e-18 | 3.3249e-18 | 2.6699e-18 | 1.9792e-18 | 1.1941e-18 | 6.1657e-19
OH-1PH | 12.55% | 12.53% | DM-G6 | Brattleboro | 199616 | 199616: Newfane L66 P1-105 | 556104 | 0 | 1PH | OH | 2.5 | Zone 3 | 363 | 1258653 |  |  |  |  | 1462454.4264 |  | 1211713.1882 | 250741.2382 | 77073.9285 | 30408.9094 | 0 | 137316.9796 | 2997392.2469 | 0 | 0 | 558.9207 | 75354.7273 | 77502.4341 | 79421.5175 |  |  |  |  | 13617.4224 | 27201.087 | 40704.6614 | 54142.6135 | 67528.5143 | 80875.1121 | 94194.3919 | 107497.637 | 120791.1296 | 134075.6054 | 130422.9355 | 126802.8123 | 123272.6247 | 119814.1759 | 116410.3791 | 113045.1658 | 109703.4112 | 106370.858 | 103039.4604 | 99708.0629 | 96411.4143 | 93219.7615 | 90170.1635 | 87265.7453 | 84509.701 | 81905.2947 | 79455.8625 | 77164.8139 | 75035.6333 | 73071.8818 | 71234.002 | 69438.3891 | 67642.7762 | 65847.1633 | 64051.5503 | 62255.9374 | 60460.3245 | 58664.7116 | 56869.0987 | 55073.4858 | 53277.8729 | 51482.26 | 49686.6471 | 47891.0342 | 46095.4213 | 44299.8083 | 42504.1954 | 40708.5825 | 38912.9696 | 37117.3567 | 32885.6845 | 28762.9123 | 24751.4361 | 20853.7041 | 17072.219 | 13409.538 | 9868.2749 | 6451.1009 | 3160.7459 | 4.4431e-12 | 4.4431e-12 | 4.4431e-12 | 4.4431e-12 | 0 | 0 | 0 | 2032.7246 | 4110.1691 | 6233.3174 | 8403.175 | 10620.7695 | 12887.151 | 15203.3929 | 17570.5922 | 17570.5922 | 22462.3715 | 22462.3715 | 22462.3715 | 22462.3715 | 22462.3715 | 22462.3715 | 22462.3715 | 22462.3715 | 22462.3715 | 22462.3715 | 22462.3715 | 22462.3715 | 22462.3715 | 22462.3715 | 22462.3715 | 22462.3715 | 22462.3715 | 22462.3715 | 22462.3715 | 22462.3715 | 22462.3715 | 22462.3715 | 22462.3715 | 22462.3715 | 22462.3715 | 22462.3715 | 22462.3715 | 22462.3715 | 22462.3715 | 22462.3715 | 22462.3715 | 22462.3715 | 22462.3715 | 22462.3715 | 22462.3715 | 22462.3715 | 22462.3715 | 22462.3715 | 22462.3715 | 22462.3715 | 22462.3715 | 20429.6469 | 18352.2024 | 16229.0541 | 14059.1965 | 11841.602 | 9575.2205 | 7258.9786 | 4891.7794 | 2472.5017 | 0 | 0 | 0 | 0 | 0 | 0 | 0 | 8551.6559 | 8210.7518 | 7225.2309 | 7097.7321 | 6475.6288 | 5804.8366 | 4882.1913 | 4202.5894 | 3641.9771 | 3175.4554 | 3103.8521 | 3113.3761 | 3480.0931 | 3426.7255 | 3354.9648 | 3448.2835 | 3593.1464 | 3672.4319 | 3838.7708 | 3806.7538 | 3966.2829 | 4182.3199 | 4241.0139 | 4376.6961 | 4510.2007 | 4420.1484 | 4747.1797 | 4740.7647 | 4688.8299 | 4821.1384 | 5102.684 | 5281.4089 | 5207.4807 | 5172.8453 | 5738.8401 | 5930.6614 | 6051.9716 | 6007.8403 | 6376.3531 | 6496.3047 | 6205.3915 | 6751.5307 | 6539.2587 | 6963.5742 | 6858.801 | 7080.2716 | 7463.5019 | 2079.3116 | 1942.2597 | 1635.13 | 1402.3028 | 1125.2304 | 903.7323 | 692.336 | 484.9619 | 236.4127 | 0 | 0 | 0 | 0 | 0 | 0 | 0 | 0 | 0 |  | 2735.3228 | 2587.2413 | 2440.6985 | 2295.6179 | 2151.9235 | 2009.5406 | 1868.395 | 1728.4132 | 1589.5224 | 1451.6508 | 1483.5871 | 1516.226 | 1549.583 | 1583.6738 | 1618.5146 | 1654.122 | 1690.5127 | 1727.7039 | 1765.7134 | 1804.5591 | 1844.2594 | 1884.8331 | 1926.2994 | 1968.678 | 2011.989 | 2056.2527 | 2101.4903 | 2147.7231 | 2194.973 | 2243.2624 | 2292.6141 | 2343.0517 | 2394.5988 | 2447.28 | 2501.1201 | 2556.1448 | 2612.3799 | 2669.8523 | 2728.5891 | 2788.618 | 2849.9676 | 2912.6669 | 2976.7456 | 3042.234 | 3109.1631 | 3177.5647 | 3247.4711 | 1643.0041 | 1457.232 | 1272.484 | 1088.6649 | 905.6803 | 723.436 | 541.8387 | 360.7952 | 180.213 | 0 | 0 | 0 | 0 | 0 | 0 | 0 | 0 | 0 | 0 | 0 | 0 | 0 | 0 | 0 | 0 | 0 | 0 | 0 | 0 | 0 | 0 | 0 | 0 | 0 | 0 | 0 | 0 | 0 | 0 | 0 | 0 | 0 | 0 | 0 | 0 | 0 | 0 | 0 | 0 | 0 | 0 | 0 | 0 | 0 | 0 | 0 | 0 | 0 | 0 | 0 | 0 | 0 | 0 | 0 | 0 | 0 | 0 | 0 | 0 | 0 | 0 | 0 | 0 | 0 | 0 | 0 | 0 | 0 | 0 | 0 | 0 | 0 | 0 | 0 | 0 | 0 | 0 | 0 | 0 | 0 | 0 | 0 | 0 | 0 | 0 | 0 | 0 | 0 | 0 | 0 | 0 | 0 | 0 | 0 | 0 | 0 | 0 | 0 | 0 | 0 | 0 | 0 | 0 | 0 | 0 | 0 | 0 | 0 | 0 | 0 | 0 | 0 | 0 | 0 | 0 | 0 | 0 | 0 | 0 | 0 | 0 | 0 | 0 | 0 | 0 | 0 | 0 | 0 | 0 | 0 | 0 | 0 | 0 | 0 | 0 | 0 | 0 | 0 | 0 | 0 | 0 | 0 | 0 | 0 | 0 | 0 | 0 | 0 | 0 | 0 | 0 | 0 | 0 | 0 | 0 | 0 | 0 | 0 | 0 | 0 | 0 | 0 | 0 | 0 | 0 | 0 | 0 | 0 | 0 | 0 | 0 | 0 | 0 | 0 | 0 | 0 | 0 | 0 | 0 | 0 | 0 | 0 | 0 | 0 | 0 | 0 | 0 | 0 | 0 | 0 | 0 | 0 | 0 | 0 | 0 | 0 | 0 | 0 | 0 | 0 | 0 | 0 | 0 | 0 | 0 | 0 | 0 | 0 | 0 | 0 | 0 | 0 | 0 | 0 | 0 | 0 | 0 | 0 | 0 | 0 | 0 | 0 | 0 | 0 | 0 | 0 | 0 | 0 | 0 | 0 | 0 | 0 | 0 | 0 | 0 | 0 | 0 | 0 | 0 | 0 | 0 | 0 | 0 | 0 | 0 | 0 | 0 | 0 | 0 | 0 | 0 | 0 | 0 | 0 | 0 | 0 | 0 | 0 | 0 | 0 | 0 | 0 | 0 | 0 | 0 | 0 | 0 | 0 | 0 | 0 | 0 | 0 | 0 | 0 | 0 | 0 | 0 | 0 | 0 | 0 | 0 | 0 | 0 | 0 | 0 | 0 | 0 | 0 | 0 | 0 | 0 | 0 | 0 | 0 | 0 | 0 | 0 | 0 | 0 | 0 | 0 | 0 | 0 | 0 | 0 | 0 | 0 | 0 | 0 | 0 | 0 | 0 | 0 | 0 | 0 | 0 | 0 | 0 | 0 | 0 | 0 | 0 | 0 | 0 | 0 | 0 | 0 | 0 | 0 | 0 | 0 | 0 | 0 | 0 | 0 | 0 | 0 | 0 | 0 | 0 | 0 | 0 | 0 | 0 | 0 | 0 | 0 | 0 | 0 | 0 | 0 | 0 | 0 | 0 | 0 | 0 | 0 | 0 | 0 | 0 | 0 | 0 | 0 | 0 | 0 | 0 | 0 | 0 | 0 | 0 | 0 | 0 | 0 | 0 | 0 | 0 | 0 | 0 | 0 | 0 | 0 | 0 | 0 | 0 | 0 | 0 | 0 | 0 | 0 | 0 | 0 | 0 | 0 | 0 | 0 | 0 | 0 | 0 | 0 | 0 | 0 | 0 | 0 | 0 | 0 | 4.2861 | 8.5214 | 12.286 | 16.2424 | 20.4067 | 24.4725 | 28.5047 | 32.5293 | 36.5481 | 40.5633 | 41.3746 | 42.2021 | 43.0461 | 43.907 | 44.7852 | 45.6809 | 46.5945 | 47.5264 | 48.4769 | 49.4464 | 50.4354 | 51.4441 | 52.4729 | 53.5224 | 54.5929 | 55.6847 | 56.7984 | 57.9344 | 59.0931 | 60.2749 | 61.4804 | 62.833 | 64.2153 | 65.6281 | 67.0719 | 68.5474 | 70.0555 | 71.5967 | 73.1718 | 74.7816 | 76.4268 | 78.1082 | 79.8266 | 81.5828 | 83.3776 | 85.2119 | 87.0866 | 78.1922 | 69.3511 | 60.5588 | 51.8106 | 43.1022 | 34.429 | 25.7866 | 17.1706 | 8.5765 | 0 | 0 | 0 | 0 | 0 | 0 | 0 | 0 | 0 | 0 |  | 0 | 0 | 0 | 0 | 0 | 0 | 0 | 0 | 0 | 0 | 0 | 0 | 0 | 0 | 0 | 0 | 0 | 0 | 0 | 0 | 0 | 0 | 0 | 0 | 0 | 0 | 0 | 0 | 0 | 0 | 0 | 0 | 0 | 0 | 0 | 0 | 0 | 0 | 0 | 0 | 0 | 0 | 0 | 0 | 0 | 0 | 0 | 0 | 0 | 0 | 0 | 0 | 0 | 0 | 0 | 0 | 0 | 0 | 0 | 0 | 0 | 0 | 0 | 0 | 0 | 0 |  | 0 | 0 | 0 | 0 | 0 | 0 | 0 | 0 | 0 | 0 | 0 | 0 | 0 | 0 | 0 | 0 | 0 | 0 | 0 | 0 | 0 | 0 | 0 | 0 | 0 | 0 | 0 | 0 | 0 | 0 | 0 | 0 | 0 | 0 | 0 | 0 | 0 | 0 | 0 | 0 | 0 | 0 | 0 | 0 | 0 | 0 | 0 | 0 | 0 | 0 | 0 | 0 | 0 | 0 | 0 | 0 | 0 | 0 | 0 | 0 | 0 | 0 | 0 | 0 | 0 | 0 | [67 empty] | 8875.8647 | 8299.9633 | 7973.4231 | 7213.9917 | 6200.1211 | 5592.4942 | 5100.6722 | 4440.794 | 3784.8363 | 3231.0041 | 3351.362 | 3347.7222 | 3495.0079 | 3382.4973 | 3657.486 | 3630.1073 | 3869.3633 | 3777.6947 | 3790.8562 | 4072.6858 | 4149.3454 | 4301.5579 | 4515.6819 | 4370.9245 | 4481.614 | 4760.6452 | 4674.0332 | 4784.3962 | 4961.5058 | 5258.8681 | 5149.2589 | 5160.5427 | 5414.213 | 5747.9066 | 5739.3283 | 6106.9548 | 6231.9647 | 6369.4332 | 6182.6729 | 6735.9909 | 6457.508 | 7098.5351 | 6755.4099 | 7360.3205 | 7260.5389 | 7360.8409 | 7677.9868 | 2106.9972 | 1922.4675 | 1631.6439 | 1400.4184 | 1166.791 | 932.033 | 709.1721 | 480.4056 | 239.1882 | 0 | 0 | 0 | 0 | 0 | 0 | 0 | 0 | 0 |  | 8914.0918 | 7930.83 | 7518.1943 | 7118.3514 | 6338.9435 | 5360.307 | 5196.0714 | 4258.5774 | 3881.9848 | 3224.2662 | 3203.1721 | 3377.1323 | 3376.143 | 3446.116 | 3532.2266 | 3646.1096 | 3529.6137 | 3713.8451 | 3866.9467 | 4061.4712 | 4011.2467 | 4252.3821 | 4396.0041 | 4506.0476 | 4337.9938 | 4604.1806 | 4738.0618 | 4820.221 | 4922.0405 | 4857.7018 | 4781.9219 | 4963.8244 | 5181.7183 | 5496.3312 | 5352.8811 | 5670.1678 | 5638.0712 | 5528.195 | 6039.8408 | 5939.1343 | 6384.6562 | 6281.7426 | 6365.4885 | 6425.7101 | 6669.0674 | 6781.259 | 7164.6067 | 1961.9483 | 1742.4591 | 1557.6097 | 1291.7001 | 1115.0812 | 884.0211 | 685.4876 | 462.6122 | 218.8352 | 0 | 0 | 0 | 0 | 0 | 0 | 0 | 0 | 0 |  | 8502.2029 | 8372.9872 | 7400.2628 | 6567.9639 | 6115.7943 | 5491.324 | 4687.8584 | 4172.1633 | 3730.4074 | 2978.6942 | 3025.8575 | 3172.7148 | 3231.6424 | 3384.5868 | 3534.5674 | 3642.6992 | 3473.4651 | 3749.5518 | 3753.2946 | 3737.4539 | 3944.6032 | 4115.1865 | 4100.4047 | 4157.8525 | 4262.3995 | 4402.7681 | 4303.6624 | 4574.2552 | 4388.6143 | 4628.173 | 4933.1407 | 5011.6994 | 5185.6029 | 5071.6416 | 5415.766 | 5249.5156 | 5508.9027 | 5949.4798 | 5745.3218 | 5998.8651 | 6053.2249 | 6258.0055 | 6539.492 | 6600.0933 | 6731.5019 | 6974.3292 | 7100.1883 | 2023.7139 | 1820.2782 | 1470.5852 | 1364.0891 | 1063.5062 | 908.1588 | 663.8071 | 451.2901 | 217.2488 | 0 | 0 | 0 | 0 | 0 | 0 | 0 | 0 | 0
OH-1PH | 23.78% | 23.81% | DM-G6 | Brattleboro | 199621 | 199621: Brookline L62 P140-195 | 472083 | 0 | 1PH | OH | 4.75 | Zone 3 | 43 | 2385224 |  |  |  |  | 2771440.1004 |  | 2296270.2013 | 475169.8992 | 146440.4641 | 3602.1573 | 0 | 16266.1987 | 355062.9934 | 0 | 0 | 1061.9492 | 143173.9818 | 147254.6247 | 150900.8832 |  |  |  |  | 25805.8439 | 51547.7145 | 77137.8095 | 102603.5462 | 127970.6425 | 153263.2571 | 178504.1026 | 203714.5612 | 228906.5385 | 254081.4282 | 247159.3965 | 240299.0429 | 233609.1226 | 227055.1517 | 220604.7498 | 214227.4659 | 207894.6375 | 201579.2465 | 195266.0455 | 188952.8445 | 182705.4949 | 176657.1188 | 170877.9449 | 165373.8958 | 160151.0241 | 155215.5158 | 150573.6929 | 146232.0164 | 142197.0896 | 138475.661 | 134992.767 | 131589.9713 | 128187.1756 | 124784.3799 | 121381.5842 | 117978.7885 | 114575.9928 | 111173.1971 | 107770.4015 | 104367.6058 | 100964.8101 | 97562.0144 | 94159.2187 | 90756.423 | 87353.6273 | 83950.8316 | 80548.0359 | 77145.2402 | 73742.4445 | 70339.6489 | 62320.3726 | 54507.4686 | 46905.477 | 39519.0379 | 32352.8935 | 25411.8903 | 18700.9813 | 12225.2287 | 5989.8058 | 8.42e-12 | 8.42e-12 | 8.42e-12 | 8.42e-12 | 0 | 0 | 0 | 3852.1368 | 7789.0205 | 11812.5157 | 15924.5278 | 20127.0042 | 24421.9351 | 28811.3544 | 33297.341 | 33297.341 | 42567.5604 | 42567.5604 | 42567.5604 | 42567.5604 | 42567.5604 | 42567.5604 | 42567.5604 | 42567.5604 | 42567.5604 | 42567.5604 | 42567.5604 | 42567.5604 | 42567.5604 | 42567.5604 | 42567.5604 | 42567.5604 | 42567.5604 | 42567.5604 | 42567.5604 | 42567.5604 | 42567.5604 | 42567.5604 | 42567.5604 | 42567.5604 | 42567.5604 | 42567.5604 | 42567.5604 | 42567.5604 | 42567.5604 | 42567.5604 | 42567.5604 | 42567.5604 | 42567.5604 | 42567.5604 | 42567.5604 | 42567.5604 | 42567.5604 | 42567.5604 | 42567.5604 | 42567.5604 | 42567.5604 | 38715.4236 | 34778.5399 | 30755.0447 | 26643.0326 | 22440.5562 | 18145.6253 | 13756.206 | 9270.2194 | 4685.5412 | 0 | 0 | 0 | 0 | 0 | 0 | 0 | 16248.1462 | 15600.4284 | 13727.9388 | 13485.691 | 12303.6947 | 11029.1895 | 9276.1634 | 7984.9199 | 6919.7565 | 6033.3653 | 5897.319 | 5915.4146 | 6612.1769 | 6510.7785 | 6374.4332 | 6551.7386 | 6826.9781 | 6977.6206 | 7293.6645 | 7232.8322 | 7535.9375 | 7946.4078 | 8057.9263 | 8315.7225 | 8569.3814 | 8398.2819 | 9019.6414 | 9007.453 | 8908.7769 | 9160.1629 | 9695.0996 | 10034.6769 | 9894.2133 | 9828.4061 | 10903.7962 | 11268.2567 | 11498.7461 | 11414.8966 | 12115.0709 | 12342.979 | 11790.2438 | 12827.9083 | 12424.5914 | 13230.791 | 13031.722 | 13452.5161 | 14180.6537 | 3950.6921 | 3690.2935 | 3106.747 | 2664.3753 | 2137.9378 | 1717.0913 | 1315.4385 | 921.4276 | 449.1842 | 0 | 0 | 0 | 0 | 0 | 0 | 0 | 0 | 0 |  | 324.019 | 306.4776 | 289.1186 | 271.9327 | 254.9111 | 238.0448 | 221.325 | 204.7432 | 188.2905 | 171.9586 | 175.7417 | 179.608 | 183.5594 | 187.5977 | 191.7249 | 195.9428 | 200.2536 | 204.6591 | 209.1616 | 213.7632 | 218.466 | 223.2722 | 228.1842 | 233.2043 | 238.3348 | 243.5781 | 248.9369 | 254.4135 | 260.0106 | 265.7308 | 271.5769 | 277.5516 | 283.6577 | 289.8982 | 296.2759 | 302.794 | 309.4555 | 316.2635 | 323.2213 | 330.3322 | 337.5995 | 345.0267 | 352.6172 | 360.3748 | 368.3031 | 376.4057 | 384.6867 | 194.6258 | 172.6198 | 150.735 | 128.9603 | 107.2844 | 85.6963 | 64.1847 | 42.7388 | 21.3476 | 0 | 0 | 0 | 0 | 0 | 0 | 0 | 0 | 0 | 0 | 0 | 0 | 0 | 0 | 0 | 0 | 0 | 0 | 0 | 0 | 0 | 0 | 0 | 0 | 0 | 0 | 0 | 0 | 0 | 0 | 0 | 0 | 0 | 0 | 0 | 0 | 0 | 0 | 0 | 0 | 0 | 0 | 0 | 0 | 0 | 0 | 0 | 0 | 0 | 0 | 0 | 0 | 0 | 0 | 0 | 0 | 0 | 0 | 0 | 0 | 0 | 0 | 0 | 0 | 0 | 0 | 0 | 0 | 0 | 0 | 0 | 0 | 0 | 0 | 0 | 0 | 0 | 0 | 0 | 0 | 0 | 0 | 0 | 0 | 0 | 0 | 0 | 0 | 0 | 0 | 0 | 0 | 0 | 0 | 0 | 0 | 0 | 0 | 0 | 0 | 0 | 0 | 0 | 0 | 0 | 0 | 0 | 0 | 0 | 0 | 0 | 0 | 0 | 0 | 0 | 0 | 0 | 0 | 0 | 0 | 0 | 0 | 0 | 0 | 0 | 0 | 0 | 0 | 0 | 0 | 0 | 0 | 0 | 0 | 0 | 0 | 0 | 0 | 0 | 0 | 0 | 0 | 0 | 0 | 0 | 0 | 0 | 0 | 0 | 0 | 0 | 0 | 0 | 0 | 0 | 0 | 0 | 0 | 0 | 0 | 0 | 0 | 0 | 0 | 0 | 0 | 0 | 0 | 0 | 0 | 0 | 0 | 0 | 0 | 0 | 0 | 0 | 0 | 0 | 0 | 0 | 0 | 0 | 0 | 0 | 0 | 0 | 0 | 0 | 0 | 0 | 0 | 0 | 0 | 0 | 0 | 0 | 0 | 0 | 0 | 0 | 0 | 0 | 0 | 0 | 0 | 0 | 0 | 0 | 0 | 0 | 0 | 0 | 0 | 0 | 0 | 0 | 0 | 0 | 0 | 0 | 0 | 0 | 0 | 0 | 0 | 0 | 0 | 0 | 0 | 0 | 0 | 0 | 0 | 0 | 0 | 0 | 0 | 0 | 0 | 0 | 0 | 0 | 0 | 0 | 0 | 0 | 0 | 0 | 0 | 0 | 0 | 0 | 0 | 0 | 0 | 0 | 0 | 0 | 0 | 0 | 0 | 0 | 0 | 0 | 0 | 0 | 0 | 0 | 0 | 0 | 0 | 0 | 0 | 0 | 0 | 0 | 0 | 0 | 0 | 0 | 0 | 0 | 0 | 0 | 0 | 0 | 0 | 0 | 0 | 0 | 0 | 0 | 0 | 0 | 0 | 0 | 0 | 0 | 0 | 0 | 0 | 0 | 0 | 0 | 0 | 0 | 0 | 0 | 0 | 0 | 0 | 0 | 0 | 0 | 0 | 0 | 0 | 0 | 0 | 0 | 0 | 0 | 0 | 0 | 0 | 0 | 0 | 0 | 0 | 0 | 0 | 0 | 0 | 0 | 0 | 0 | 0 | 0 | 0 | 0 | 0 | 0 | 0 | 0 | 0 | 0 | 0 | 0 | 0 | 0 | 0 | 0 | 0 | 0 | 0 | 0 | 0 | 0 | 0 | 0 | 0 | 0 | 0 | 0 | 0 | 0 | 0 | 0 | 0 | 0 | 0 | 0 | 0 | 0 | 0 | 0 | 0 | 0 | 0 | 0 | 0 | 0 | 0 | 0 | 0 | 0 | 0 | 0 | 0 | 0 | 0 | 0 | 0 | 0 | 0 | 0 | 0 | 0 | 0 | 0 | 0 | 0 | 0 | 0 | 0 | 8.1435 | 16.1906 | 23.3435 | 30.8606 | 38.7727 | 46.4977 | 54.159 | 61.8056 | 69.4414 | 77.0703 | 78.6117 | 80.1839 | 81.7876 | 83.4233 | 85.0918 | 86.7936 | 88.5295 | 90.3001 | 92.1061 | 93.9482 | 95.8272 | 97.7437 | 99.6986 | 101.6926 | 103.7264 | 105.8009 | 107.917 | 110.0753 | 112.2768 | 114.5223 | 116.8128 | 119.3827 | 122.0091 | 124.6933 | 127.4365 | 130.2402 | 133.1054 | 136.0338 | 139.0265 | 142.0851 | 145.211 | 148.4056 | 151.6705 | 155.0073 | 158.4174 | 161.9026 | 165.4645 | 148.5651 | 131.7671 | 115.0617 | 98.4402 | 81.8942 | 65.4152 | 48.9946 | 32.6241 | 16.2954 | 0 | 0 | 0 | 0 | 0 | 0 | 0 | 0 | 0 | 0 |  | 0 | 0 | 0 | 0 | 0 | 0 | 0 | 0 | 0 | 0 | 0 | 0 | 0 | 0 | 0 | 0 | 0 | 0 | 0 | 0 | 0 | 0 | 0 | 0 | 0 | 0 | 0 | 0 | 0 | 0 | 0 | 0 | 0 | 0 | 0 | 0 | 0 | 0 | 0 | 0 | 0 | 0 | 0 | 0 | 0 | 0 | 0 | 0 | 0 | 0 | 0 | 0 | 0 | 0 | 0 | 0 | 0 | 0 | 0 | 0 | 0 | 0 | 0 | 0 | 0 | 0 |  | 0 | 0 | 0 | 0 | 0 | 0 | 0 | 0 | 0 | 0 | 0 | 0 | 0 | 0 | 0 | 0 | 0 | 0 | 0 | 0 | 0 | 0 | 0 | 0 | 0 | 0 | 0 | 0 | 0 | 0 | 0 | 0 | 0 | 0 | 0 | 0 | 0 | 0 | 0 | 0 | 0 | 0 | 0 | 0 | 0 | 0 | 0 | 0 | 0 | 0 | 0 | 0 | 0 | 0 | 0 | 0 | 0 | 0 | 0 | 0 | 0 | 0 | 0 | 0 | 0 | 0 | [67 empty] | 16864.1429 | 15769.9303 | 15149.504 | 13706.5842 | 11780.2301 | 10625.739 | 9691.2772 | 8437.5087 | 7191.1891 | 6138.9078 | 6367.5877 | 6360.6723 | 6640.515 | 6426.7448 | 6949.2235 | 6897.2038 | 7351.7902 | 7177.62 | 7202.6267 | 7738.103 | 7883.7562 | 8172.9599 | 8579.7955 | 8304.7565 | 8515.0666 | 9045.226 | 8880.663 | 9090.3528 | 9426.861 | 9991.8494 | 9783.592 | 9805.0312 | 10287.0046 | 10921.0225 | 10904.7238 | 11603.2141 | 11840.733 | 12101.923 | 11747.0785 | 12798.3827 | 12269.2652 | 13487.2167 | 12835.2789 | 13984.609 | 13795.024 | 13985.5977 | 14588.1749 | 4003.2948 | 3652.6882 | 3100.1233 | 2660.7949 | 2216.9029 | 1770.8627 | 1347.427 | 912.7706 | 454.4576 | 0 | 0 | 0 | 0 | 0 | 0 | 0 | 0 | 0 |  | 16936.7744 | 15068.577 | 14284.5692 | 13524.8677 | 12043.9927 | 10184.5832 | 9872.5356 | 8091.2971 | 7375.7712 | 6126.1057 | 6086.0269 | 6416.5514 | 6414.6717 | 6547.6205 | 6711.2305 | 6927.6083 | 6706.266 | 7056.3056 | 7347.1987 | 7716.7952 | 7621.3687 | 8079.526 | 8352.4078 | 8561.4904 | 8242.1882 | 8747.9431 | 9002.3174 | 9158.4199 | 9351.877 | 9229.6333 | 9085.6515 | 9431.2663 | 9845.2647 | 10443.0294 | 10170.474 | 10773.3187 | 10712.3352 | 10503.5704 | 11475.6975 | 11284.3552 | 12130.8467 | 11935.3109 | 12094.4281 | 12208.8491 | 12671.228 | 12884.3921 | 13612.7527 | 3727.7018 | 3310.6722 | 2959.4584 | 2454.2302 | 2118.6543 | 1679.6402 | 1302.4264 | 878.9631 | 415.7868 | 0 | 0 | 0 | 0 | 0 | 0 | 0 | 0 | 0 |  | 16154.1856 | 15908.6758 | 14060.4993 | 12479.1313 | 11620.0092 | 10433.5155 | 8906.931 | 7927.1103 | 7087.7741 | 5659.5189 | 5749.1292 | 6028.158 | 6140.1206 | 6430.715 | 6715.678 | 6921.1284 | 6599.5836 | 7124.1484 | 7131.2598 | 7101.1625 | 7494.746 | 7818.8543 | 7790.7689 | 7899.9197 | 8098.559 | 8365.2595 | 8176.9586 | 8691.0849 | 8338.3671 | 8793.5287 | 9372.9673 | 9522.2289 | 9852.6454 | 9636.119 | 10289.9555 | 9974.0797 | 10466.9151 | 11304.0117 | 10916.1114 | 11397.8438 | 11501.1274 | 11890.2105 | 12425.0347 | 12540.1772 | 12789.8537 | 13251.2255 | 13490.3579 | 3845.0564 | 3458.5286 | 2794.1118 | 2591.7693 | 2020.6617 | 1725.5017 | 1261.2335 | 857.4513 | 412.7727 | 0 | 0 | 0 | 0 | 0 | 0 | 0 | 0 | 0
OH-3PH | 3.073% | 2.923% | BV-G44 | Springfield | 199623 | 199623: BV Sub to L4 P126 | Sub breaker | 0 | 3PH | OH | 1.5 | Zone 1 | 797 | 1109903 | Main line feed that backs up to CV-G65 | 339 Customers on CV-G65 and 792 on BV-G44 |  |  | 1289618.7871 |  | 1068510.6242 | 221108.1628 | 46244.3571 | 81397.8698 | 0 | 408400.6908 | 12536881.7047 | 0 | 0 | 17543.696 | 45212.8364 | 46501.4604 | 47652.9105 |  |  |  |  | 12008.0896 | 23986.4109 | 35894.1073 | 47743.9367 | 59547.8664 | 71317.1379 | 83062.3199 | 94793.3622 | 106515.8047 | 118230.296 | 115009.3055 | 111817.0154 | 108704.032 | 105654.3092 | 102652.7796 | 99685.2736 | 96738.4539 | 93799.7481 | 90862.0615 | 87924.3748 | 85017.3304 | 82202.8732 | 79513.6824 | 76952.5139 | 74522.1841 | 72225.5715 | 70065.6179 | 68045.3298 | 66167.7798 | 64436.1081 | 62815.4325 | 61232.0285 | 59648.6245 | 58065.2205 | 56481.8166 | 54898.4126 | 53315.0086 | 51731.6047 | 50148.2007 | 48564.7967 | 46981.3928 | 45397.9888 | 43814.5848 | 42231.1809 | 40647.7769 | 39064.3729 | 37480.969 | 35897.565 | 34314.161 | 32730.7571 | 28999.1919 | 25363.6568 | 21826.2644 | 18389.1738 | 15054.5918 | 11824.7734 | 8702.0235 | 5688.6976 | 2787.203 | 2.5155e-12 | 2.5155e-12 | 2.5155e-12 | 2.5155e-12 | 0 | 0 | 0 | 1792.4933 | 3624.4215 | 5496.6522 | 7410.0719 | 9365.5868 | 11364.123 | 13406.6271 | 15494.0662 | 15494.0662 | 19807.7258 | 19807.7258 | 19807.7258 | 19807.7258 | 19807.7258 | 19807.7258 | 19807.7258 | 19807.7258 | 19807.7258 | 19807.7258 | 19807.7258 | 19807.7258 | 19807.7258 | 19807.7258 | 19807.7258 | 19807.7258 | 19807.7258 | 19807.7258 | 19807.7258 | 19807.7258 | 19807.7258 | 19807.7258 | 19807.7258 | 19807.7258 | 19807.7258 | 19807.7258 | 19807.7258 | 19807.7258 | 19807.7258 | 19807.7258 | 19807.7258 | 19807.7258 | 19807.7258 | 19807.7258 | 19807.7258 | 19807.7258 | 19807.7258 | 19807.7258 | 19807.7258 | 19807.7258 | 19807.7258 | 18015.2325 | 16183.3043 | 14311.0737 | 12397.654 | 10442.139 | 8443.6028 | 6401.0987 | 4313.6596 | 2180.2968 | 0 | 0 | 0 | 0 | 0 | 0 | 0 | 5130.9935 | 4926.4511 | 4335.1386 | 4258.6393 | 3885.3773 | 3482.9019 | 2929.3148 | 2521.5537 | 2185.1862 | 1905.2733 | 1862.3113 | 1868.0257 | 2088.0559 | 2056.0353 | 2012.9789 | 2068.9701 | 2155.8878 | 2203.4591 | 2303.2625 | 2284.0523 | 2379.7697 | 2509.3919 | 2544.6083 | 2626.0176 | 2706.1204 | 2652.089 | 2848.3078 | 2844.4588 | 2813.298 | 2892.683 | 3061.6104 | 3168.8453 | 3124.4884 | 3103.7072 | 3443.3041 | 3558.3969 | 3631.183 | 3604.7042 | 3825.8119 | 3897.7828 | 3723.2349 | 4050.9184 | 3923.5552 | 4178.1445 | 4115.2806 | 4248.163 | 4478.1012 | 1247.587 | 1165.3558 | 981.078 | 841.3817 | 675.1382 | 542.2394 | 415.4016 | 290.9771 | 141.8476 | 0 | 0 | 0 | 0 | 0 | 0 | 0 | 0 | 0 |  | 7321.8493 | 6925.4681 | 6533.2057 | 6144.8571 | 5760.2195 | 5379.0922 | 5001.2767 | 4626.5766 | 4254.7971 | 3885.7455 | 3971.2319 | 4058.599 | 4147.8882 | 4239.1417 | 4332.4028 | 4427.7157 | 4525.1254 | 4624.6782 | 4726.4211 | 4830.4024 | 4936.6712 | 5045.278 | 5156.2741 | 5269.7121 | 5385.6458 | 5504.13 | 5625.2209 | 5748.9757 | 5875.4532 | 6004.7131 | 6136.8168 | 6271.8268 | 6409.807 | 6550.8228 | 6694.9409 | 6842.2296 | 6992.7586 | 7146.5993 | 7303.8245 | 7464.5086 | 7628.7278 | 7796.5598 | 7968.0841 | 8143.382 | 8322.5364 | 8505.6322 | 8692.7561 | 4397.9557 | 3900.6851 | 3406.1559 | 2914.1133 | 2424.3042 | 1936.4769 | 1450.3813 | 965.7683 | 482.3901 | 0 | 0 | 0 | 0 | 0 | 0 | 0 | 0 | 0 | 0 | 0 | 0 | 0 | 0 | 0 | 0 | 0 | 0 | 0 | 0 | 0 | 0 | 0 | 0 | 0 | 0 | 0 | 0 | 0 | 0 | 0 | 0 | 0 | 0 | 0 | 0 | 0 | 0 | 0 | 0 | 0 | 0 | 0 | 0 | 0 | 0 | 0 | 0 | 0 | 0 | 0 | 0 | 0 | 0 | 0 | 0 | 0 | 0 | 0 | 0 | 0 | 0 | 0 | 0 | 0 | 0 | 0 | 0 | 0 | 0 | 0 | 0 | 0 | 0 | 0 | 0 | 0 | 0 | 0 | 0 | 0 | 0 | 0 | 0 | 0 | 0 | 0 | 0 | 0 | 0 | 0 | 0 | 0 | 0 | 0 | 0 | 0 | 0 | 0 | 0 | 0 | 0 | 0 | 0 | 0 | 0 | 0 | 0 | 0 | 0 | 0 | 0 | 0 | 0 | 0 | 0 | 0 | 0 | 0 | 0 | 0 | 0 | 0 | 0 | 0 | 0 | 0 | 0 | 0 | 0 | 0 | 0 | 0 | 0 | 0 | 0 | 0 | 0 | 0 | 0 | 0 | 0 | 0 | 0 | 0 | 0 | 0 | 0 | 0 | 0 | 0 | 0 | 0 | 0 | 0 | 0 | 0 | 0 | 0 | 0 | 0 | 0 | 0 | 0 | 0 | 0 | 0 | 0 | 0 | 0 | 0 | 0 | 0 | 0 | 0 | 0 | 0 | 0 | 0 | 0 | 0 | 0 | 0 | 0 | 0 | 0 | 0 | 0 | 0 | 0 | 0 | 0 | 0 | 0 | 0 | 0 | 0 | 0 | 0 | 0 | 0 | 0 | 0 | 0 | 0 | 0 | 0 | 0 | 0 | 0 | 0 | 0 | 0 | 0 | 0 | 0 | 0 | 0 | 0 | 0 | 0 | 0 | 0 | 0 | 0 | 0 | 0 | 0 | 0 | 0 | 0 | 0 | 0 | 0 | 0 | 0 | 0 | 0 | 0 | 0 | 0 | 0 | 0 | 0 | 0 | 0 | 0 | 0 | 0 | 0 | 0 | 0 | 0 | 0 | 0 | 0 | 0 | 0 | 0 | 0 | 0 | 0 | 0 | 0 | 0 | 0 | 0 | 0 | 0 | 0 | 0 | 0 | 0 | 0 | 0 | 0 | 0 | 0 | 0 | 0 | 0 | 0 | 0 | 0 | 0 | 0 | 0 | 0 | 0 | 0 | 0 | 0 | 0 | 0 | 0 | 0 | 0 | 0 | 0 | 0 | 0 | 0 | 0 | 0 | 0 | 0 | 0 | 0 | 0 | 0 | 0 | 0 | 0 | 0 | 0 | 0 | 0 | 0 | 0 | 0 | 0 | 0 | 0 | 0 | 0 | 0 | 0 | 0 | 0 | 0 | 0 | 0 | 0 | 0 | 0 | 0 | 0 | 0 | 0 | 0 | 0 | 0 | 0 | 0 | 0 | 0 | 0 | 0 | 0 | 0 | 0 | 0 | 0 | 0 | 0 | 0 | 0 | 0 | 0 | 0 | 0 | 0 | 0 | 0 | 0 | 0 | 0 | 0 | 0 | 0 | 0 | 0 | 0 | 0 | 0 | 0 | 0 | 0 | 0 | 0 | 0 | 0 | 0 | 0 | 0 | 0 | 0 | 0 | 0 | 0 | 0 | 0 | 0 | 0 | 0 | 0 | 0 | 0 | 0 | 0 | 0 | 0 | 0 | 0 | 0 | 0 | 134.533 | 267.4734 | 385.6407 | 509.8249 | 640.5353 | 768.1555 | 894.7216 | 1021.0452 | 1147.1907 | 1273.222 | 1298.6865 | 1324.6602 | 1351.1534 | 1378.1765 | 1405.74 | 1433.8548 | 1462.5319 | 1491.7825 | 1521.6182 | 1552.0505 | 1583.0915 | 1614.7534 | 1647.0484 | 1679.9894 | 1713.5892 | 1747.861 | 1782.8182 | 1818.4746 | 1854.8441 | 1891.9409 | 1929.7798 | 1972.2349 | 2015.6241 | 2059.9678 | 2105.2871 | 2151.6034 | 2198.9387 | 2247.3153 | 2296.7563 | 2347.2849 | 2398.9252 | 2451.7015 | 2505.639 | 2560.763 | 2617.0998 | 2674.676 | 2733.5189 | 2454.3374 | 2176.8289 | 1900.8504 | 1626.2595 | 1352.915 | 1080.6766 | 809.4045 | 538.9598 | 269.2042 | 0 | 0 | 0 | 0 | 0 | 0 | 0 | 0 | 0 | 0 |  | 0 | 0 | 0 | 0 | 0 | 0 | 0 | 0 | 0 | 0 | 0 | 0 | 0 | 0 | 0 | 0 | 0 | 0 | 0 | 0 | 0 | 0 | 0 | 0 | 0 | 0 | 0 | 0 | 0 | 0 | 0 | 0 | 0 | 0 | 0 | 0 | 0 | 0 | 0 | 0 | 0 | 0 | 0 | 0 | 0 | 0 | 0 | 0 | 0 | 0 | 0 | 0 | 0 | 0 | 0 | 0 | 0 | 0 | 0 | 0 | 0 | 0 | 0 | 0 | 0 | 0 |  | 0 | 0 | 0 | 0 | 0 | 0 | 0 | 0 | 0 | 0 | 0 | 0 | 0 | 0 | 0 | 0 | 0 | 0 | 0 | 0 | 0 | 0 | 0 | 0 | 0 | 0 | 0 | 0 | 0 | 0 | 0 | 0 | 0 | 0 | 0 | 0 | 0 | 0 | 0 | 0 | 0 | 0 | 0 | 0 | 0 | 0 | 0 | 0 | 0 | 0 | 0 | 0 | 0 | 0 | 0 | 0 | 0 | 0 | 0 | 0 | 0 | 0 | 0 | 0 | 0 | 0 | [67 empty] | 5325.5188 | 4979.978 | 4784.0539 | 4328.395 | 3720.0727 | 3355.4965 | 3060.4033 | 2664.4764 | 2270.9018 | 1938.6025 | 2010.8172 | 2008.6333 | 2097.0048 | 2029.4984 | 2194.4916 | 2178.0644 | 2321.618 | 2266.6168 | 2274.5137 | 2443.6115 | 2489.6072 | 2580.9347 | 2709.4091 | 2622.5547 | 2688.9684 | 2856.3871 | 2804.4199 | 2870.6377 | 2976.9035 | 3155.3209 | 3089.5554 | 3096.3256 | 3248.5278 | 3448.744 | 3443.597 | 3664.1729 | 3739.1788 | 3821.6599 | 3709.6037 | 4041.5945 | 3874.5048 | 4259.1211 | 4053.246 | 4416.1923 | 4356.3234 | 4416.5045 | 4606.7921 | 1264.1983 | 1153.4805 | 978.9863 | 840.251 | 700.0746 | 559.2198 | 425.5033 | 288.2434 | 143.5129 | 0 | 0 | 0 | 0 | 0 | 0 | 0 | 0 | 0 |  | 5348.4551 | 4758.498 | 4510.9166 | 4271.0109 | 3803.3661 | 3216.1842 | 3117.6428 | 2555.1464 | 2329.1909 | 1934.5597 | 1921.9032 | 2026.2794 | 2025.6858 | 2067.6696 | 2119.3359 | 2187.6658 | 2117.7682 | 2228.307 | 2320.168 | 2436.8827 | 2406.748 | 2551.4292 | 2637.6025 | 2703.6286 | 2602.7963 | 2762.5083 | 2842.8371 | 2892.1326 | 2953.2243 | 2914.6211 | 2869.1531 | 2978.2946 | 3109.031 | 3297.7987 | 3211.7286 | 3402.1007 | 3382.8427 | 3316.917 | 3623.9045 | 3563.4806 | 3830.7937 | 3769.0455 | 3819.2931 | 3855.426 | 4001.4404 | 4068.7554 | 4298.764 | 1177.169 | 1045.4754 | 934.5658 | 775.0201 | 669.0487 | 530.4127 | 411.2926 | 277.5673 | 131.3011 | 0 | 0 | 0 | 0 | 0 | 0 | 0 | 0 | 0 |  | 5101.3218 | 5023.7923 | 4440.1577 | 3940.7783 | 3669.4766 | 3294.7944 | 2812.7151 | 2503.298 | 2238.2445 | 1787.2165 | 1815.5145 | 1903.6289 | 1938.9855 | 2030.7521 | 2120.7404 | 2185.6195 | 2084.079 | 2249.7311 | 2251.9768 | 2242.4724 | 2366.7619 | 2469.1119 | 2460.2428 | 2494.7115 | 2557.4397 | 2641.6609 | 2582.1975 | 2744.5531 | 2633.1686 | 2776.9038 | 2959.8844 | 3007.0197 | 3111.3617 | 3042.9849 | 3249.4596 | 3149.7094 | 3305.3416 | 3569.6879 | 3447.1931 | 3599.3191 | 3631.935 | 3754.8033 | 3923.6952 | 3960.056 | 4038.9012 | 4184.5975 | 4260.113 | 1214.2283 | 1092.1669 | 882.3511 | 818.4535 | 638.1037 | 544.8953 | 398.2843 | 270.7741 | 130.3493 | 0 | 0 | 0 | 0 | 0 | 0 | 0 | 0 | 0
OH-3PH | 4.301% | 4.092% | BV-G44 | Springfield | 199973 | 199973: L41 VT Route 106 - Spacer | 526376 | 0 | 3PH | OH | 2.1 | Zone 1 | 197 | 1553533 | Main line feed that backs up to CV-G65 | 339 Customers on CV-G65 and 792 on BV-G44 | CV-G65 | 339 | 1805081.4739 |  | 1495596.0256 | 309485.4483 | 64742.0999 | 20119.6742 | 0 | 100947.2222 | 3098827.7238 | 411420.3044 | 12629576.3047 | 24561.1744 | 63297.9709 | 65102.0446 | 66714.0747 |  |  |  |  | 16807.7422 | 33573.8176 | 50241.0393 | 66827.2644 | 83349.2436 | 99822.7117 | 116262.4617 | 132682.4204 | 149090.3418 | 165487.1339 | 160978.7084 | 156510.4548 | 152153.207 | 147884.5052 | 143683.2594 | 139529.6365 | 135404.9682 | 131291.6571 | 127179.7724 | 123067.8877 | 118998.893 | 115059.4928 | 111295.4282 | 107710.5565 | 104308.82 | 101094.2477 | 98070.9572 | 95243.1567 | 92615.1469 | 90191.3233 | 87922.861 | 85706.568 | 83490.2749 | 81273.9818 | 79057.6888 | 76841.3957 | 74625.1027 | 72408.8096 | 70192.5165 | 67976.2235 | 65759.9304 | 63543.6374 | 61327.3443 | 59111.0512 | 56894.7582 | 54678.4651 | 52462.1721 | 50245.879 | 48029.5859 | 45813.2929 | 40590.2152 | 35501.5509 | 30550.2571 | 25739.3559 | 21071.9361 | 16551.1542 | 12180.2362 | 7962.4791 | 3901.2525 | 3.5209e-12 | 3.5209e-12 | 3.5209e-12 | 3.5209e-12 | 0 | 0 | 0 | 2508.9558 | 5073.1086 | 7693.6728 | 10371.8894 | 13109.0268 | 15906.3811 | 18765.2773 | 21687.0692 | 21687.0692 | 27724.9054 | 27724.9054 | 27724.9054 | 27724.9054 | 27724.9054 | 27724.9054 | 27724.9054 | 27724.9054 | 27724.9054 | 27724.9054 | 27724.9054 | 27724.9054 | 27724.9054 | 27724.9054 | 27724.9054 | 27724.9054 | 27724.9054 | 27724.9054 | 27724.9054 | 27724.9054 | 27724.9054 | 27724.9054 | 27724.9054 | 27724.9054 | 27724.9054 | 27724.9054 | 27724.9054 | 27724.9054 | 27724.9054 | 27724.9054 | 27724.9054 | 27724.9054 | 27724.9054 | 27724.9054 | 27724.9054 | 27724.9054 | 27724.9054 | 27724.9054 | 27724.9054 | 27724.9054 | 27724.9054 | 25215.9496 | 22651.7968 | 20031.2326 | 17353.016 | 14615.8787 | 11818.5243 | 8959.6281 | 6037.8362 | 3051.7649 | 0 | 0 | 0 | 0 | 0 | 0 | 0 | 7183.3909 | 6897.0315 | 6069.194 | 5962.095 | 5439.5282 | 4876.0627 | 4101.0407 | 3530.1751 | 3059.2607 | 2667.3826 | 2607.2358 | 2615.2359 | 2923.2782 | 2878.4495 | 2818.1705 | 2896.5581 | 3018.2429 | 3084.8428 | 3224.5675 | 3197.6732 | 3331.6776 | 3513.1487 | 3562.4516 | 3676.4247 | 3788.5686 | 3712.9246 | 3987.6309 | 3982.2424 | 3938.6171 | 4049.7562 | 4286.2545 | 4436.3835 | 4374.2838 | 4345.1901 | 4820.6257 | 4981.7556 | 5083.6562 | 5046.5859 | 5356.1366 | 5456.896 | 5212.5288 | 5671.2858 | 5492.9773 | 5849.4023 | 5761.3929 | 5947.4282 | 6269.3416 | 1746.6218 | 1631.4982 | 1373.5092 | 1177.9343 | 945.1935 | 759.1351 | 581.5623 | 407.368 | 198.5867 | 0 | 0 | 0 | 0 | 0 | 0 | 0 | 0 | 0 |  | 1809.7921 | 1711.8158 | 1614.8576 | 1518.8668 | 1423.7933 | 1329.5874 | 1236.2001 | 1143.5829 | 1051.6876 | 960.4666 | 981.5968 | 1003.192 | 1025.2622 | 1047.818 | 1070.87 | 1094.4291 | 1118.5065 | 1143.1137 | 1168.2622 | 1193.9639 | 1220.2312 | 1247.0762 | 1274.5119 | 1302.5512 | 1331.2073 | 1360.4939 | 1390.4247 | 1421.0141 | 1452.2764 | 1484.2265 | 1516.8794 | 1550.2508 | 1584.3563 | 1619.2121 | 1654.8348 | 1691.2412 | 1728.4485 | 1766.4744 | 1805.3368 | 1845.0542 | 1885.6454 | 1927.1296 | 1969.5264 | 2012.856 | 2057.1389 | 2102.3959 | 2148.6486 | 1087.0731 | 964.1593 | 841.9231 | 720.3015 | 599.232 | 478.6524 | 358.5008 | 238.7156 | 119.2357 | 0 | 0 | 0 | 0 | 0 | 0 | 0 | 0 | 0 | 0 | 0 | 0 | 0 | 0 | 0 | 0 | 0 | 0 | 0 | 0 | 0 | 0 | 0 | 0 | 0 | 0 | 0 | 0 | 0 | 0 | 0 | 0 | 0 | 0 | 0 | 0 | 0 | 0 | 0 | 0 | 0 | 0 | 0 | 0 | 0 | 0 | 0 | 0 | 0 | 0 | 0 | 0 | 0 | 0 | 0 | 0 | 0 | 0 | 0 | 0 | 0 | 0 | 0 | 0 | 0 | 0 | 0 | 0 | 0 | 0 | 0 | 0 | 0 | 0 | 0 | 0 | 0 | 0 | 0 | 0 | 0 | 0 | 0 | 0 | 0 | 0 | 0 | 0 | 0 | 0 | 0 | 0 | 0 | 0 | 0 | 0 | 0 | 0 | 0 | 0 | 0 | 0 | 0 | 0 | 0 | 0 | 0 | 0 | 0 | 0 | 0 | 0 | 0 | 0 | 0 | 0 | 0 | 0 | 0 | 0 | 0 | 0 | 0 | 0 | 0 | 0 | 0 | 0 | 0 | 0 | 0 | 0 | 0 | 0 | 0 | 0 | 0 | 0 | 0 | 0 | 0 | 0 | 0 | 0 | 0 | 0 | 0 | 0 | 0 | 0 | 0 | 0 | 0 | 0 | 0 | 0 | 0 | 0 | 0 | 0 | 0 | 0 | 0 | 0 | 0 | 0 | 0 | 0 | 0 | 0 | 0 | 0 | 0 | 0 | 0 | 0 | 0 | 0 | 0 | 0 | 0 | 0 | 0 | 0 | 0 | 0 | 0 | 0 | 0 | 0 | 0 | 0 | 0 | 0 | 0 | 0 | 0 | 0 | 0 | 0 | 0 | 0 | 0 | 0 | 0 | 0 | 0 | 0 | 0 | 0 | 0 | 0 | 0 | 0 | 0 | 0 | 0 | 0 | 0 | 0 | 0 | 0 | 0 | 0 | 0 | 0 | 0 | 0 | 0 | 0 | 0 | 0 | 0 | 0 | 0 | 0 | 0 | 0 | 0 | 0 | 0 | 0 | 0 | 0 | 0 | 0 | 0 | 0 | 0 | 0 | 0 | 0 | 0 | 0 | 0 | 0 | 0 | 0 | 0 | 0 | 0 | 0 | 0 | 0 | 0 | 0 | 0 | 0 | 0 | 0 | 0 | 0 | 0 | 0 | 0 | 0 | 0 | 0 | 0 | 0 | 0 | 0 | 0 | 0 | 0 | 0 | 0 | 0 | 0 | 0 | 0 | 0 | 0 | 0 | 0 | 0 | 0 | 0 | 0 | 0 | 0 | 0 | 0 | 0 | 0 | 0 | 0 | 0 | 0 | 0 | 0 | 0 | 0 | 0 | 0 | 0 | 0 | 0 | 0 | 0 | 0 | 0 | 0 | 0 | 0 | 0 | 0 | 0 | 0 | 0 | 0 | 0 | 0 | 0 | 0 | 0 | 0 | 0 | 0 | 0 | 0 | 0 | 0 | 0 | 0 | 0 | 0 | 0 | 0 | 0 | 0 | 0 | 0 | 0 | 0 | 0 | 0 | 0 | 0 | 0 | 0 | 0 | 0 | 0 | 0 | 0 | 0 | 0 | 0 | 0 | 0 | 0 | 0 | 0 | 0 | 0 | 0 | 0 | 0 | 0 | 0 | 0 | 0 | 0 | 0 | 0 | 0 | 0 | 0 | 0 | 0 | 0 | 0 | 0 | 0 | 0 | 0 | 0 | 0 | 0 | 0 | 0 | 0 | 0 | 0 | 0 | 188.3462 | 374.4628 | 539.897 | 713.7549 | 896.7494 | 1075.4177 | 1252.6103 | 1429.4633 | 1606.067 | 1782.5108 | 1818.161 | 1854.5243 | 1891.6147 | 1929.447 | 1968.036 | 2007.3967 | 2047.5446 | 2088.4955 | 2130.2654 | 2172.8707 | 2216.3282 | 2260.6547 | 2305.8678 | 2351.9852 | 2399.0249 | 2447.0054 | 2495.9455 | 2545.8644 | 2596.7817 | 2648.7173 | 2701.6917 | 2761.1289 | 2821.8737 | 2883.9549 | 2947.4019 | 3012.2448 | 3078.5142 | 3146.2415 | 3215.4588 | 3286.1989 | 3358.4953 | 3432.3822 | 3507.8946 | 3585.0683 | 3663.9398 | 3744.5464 | 3826.9265 | 3436.0723 | 3047.5605 | 2661.1905 | 2276.7633 | 1894.081 | 1512.9472 | 1133.1662 | 754.5437 | 376.8859 | 0 | 0 | 0 | 0 | 0 | 0 | 0 | 0 | 0 | 0 |  | 0 | 0 | 0 | 0 | 0 | 0 | 22784.557 | 26075.5706 | 29875.2792 | 33667.5414 | 34401.7955 | 35578.7821 | 36222.9324 | 37252.5134 | 38390.4722 | 39337.1926 | 40223.6665 | 41186.0382 | 42055.4952 | 42673.3017 | 43157.544 | 43982.1977 | 45096.2896 | 46290.7284 | 47454.1651 | 48932.2774 | 50514.151 | 51999.1053 | 53255.5723 | 54408.4125 | 55956.5636 | 57554.7023 | 58787.7528 | 60226.4055 | 61532.3686 | 62237.4202 | 63487.8902 | 63919.8752 | 65265.4022 | 67045.7284 | 68593.2116 | 69986.4395 | 71510.2414 | 73708.1209 | 74985.8765 | 77013.8202 | 79897.8991 | 0 | 0 | 0 | 0 | 0 | 0 | 0 | 0 | 0 | 0 | 0 | 0 | 0 | 0 | 0 | 0 | 0 | 0 | 0 |  | 0 | 0 | 0 | 0 | 0 | 0 | 699429.0232 | 800454.9252 | 917096.4939 | 1033509.4763 | 1056049.2447 | 1092179.7939 | 1111953.6002 | 1143559.1668 | 1178491.6624 | 1207553.6134 | 1234766.1515 | 1264308.5598 | 1290998.7171 | 1309963.836 | 1324828.8667 | 1350143.6744 | 1384343.5141 | 1421009.8064 | 1456724.4074 | 1502098.7648 | 1550658.3358 | 1596242.7259 | 1634813.1253 | 1670202.4414 | 1717726.8175 | 1766785.6862 | 1804637.2573 | 1848800.3042 | 1888890.1115 | 1910533.4338 | 1948919.7425 | 1962180.6024 | 2003484.9244 | 2058136.4937 | 2105640.3657 | 2148408.9837 | 2195185.8977 | 2262655.3113 | 2301879.2189 | 2364132.0274 | 2452666.0511 | 0 | 0 | 0 | 0 | 0 | 0 | 0 | 0 | 0 | 0 | 0 | 0 | 0 | 0 | 0 | 0 | 0 | 0 | 0 | [67 empty] | 7455.7263 | 6971.9692 | 6697.6754 | 6059.753 | 5208.1017 | 4697.6951 | 4284.5647 | 3730.267 | 3179.2625 | 2714.0434 | 2815.144 | 2812.0867 | 2935.8067 | 2841.2977 | 3072.2883 | 3049.2901 | 3250.2651 | 3173.2636 | 3184.3192 | 3421.0561 | 3485.4501 | 3613.3086 | 3793.1728 | 3671.5766 | 3764.5558 | 3998.942 | 3926.1878 | 4018.8928 | 4167.6649 | 4417.4492 | 4325.3775 | 4334.8559 | 4547.9389 | 4828.2415 | 4821.0358 | 5129.842 | 5234.8504 | 5350.3239 | 5193.4452 | 5658.2323 | 5424.3067 | 5962.7695 | 5674.5444 | 6182.6692 | 6098.8527 | 6183.1063 | 6449.5089 | 1769.8777 | 1614.8727 | 1370.5808 | 1176.3514 | 980.1044 | 782.9077 | 595.7046 | 403.5407 | 200.9181 | 0 | 0 | 0 | 0 | 0 | 0 | 0 | 0 | 0 |  | 7487.8371 | 6661.8972 | 6315.2832 | 5979.4152 | 5324.7125 | 4502.6578 | 4364.6999 | 3577.205 | 3260.8673 | 2708.3836 | 2690.6645 | 2836.7911 | 2835.9601 | 2894.7375 | 2967.0703 | 3062.7321 | 2964.8755 | 3119.6298 | 3248.2352 | 3411.6358 | 3369.4472 | 3572.0009 | 3692.6435 | 3785.08 | 3643.9148 | 3867.5117 | 3979.9719 | 4048.9856 | 4134.514 | 4080.4695 | 4016.8144 | 4169.6125 | 4352.6433 | 4616.9182 | 4496.4201 | 4762.9409 | 4735.9798 | 4643.6838 | 5073.4663 | 4988.8728 | 5363.1112 | 5276.6638 | 5347.0103 | 5397.5965 | 5602.0166 | 5696.2576 | 6018.2696 | 1648.0366 | 1463.6656 | 1308.3922 | 1085.0281 | 936.6682 | 742.5778 | 575.8096 | 388.5942 | 183.8215 | 0 | 0 | 0 | 0 | 0 | 0 | 0 | 0 | 0 |  | 7141.8505 | 7033.3093 | 6216.2208 | 5517.0896 | 5137.2672 | 4612.7121 | 3937.8011 | 3504.6172 | 3133.5422 | 2502.1031 | 2541.7203 | 2665.0804 | 2714.5796 | 2843.0529 | 2969.0366 | 3059.8673 | 2917.7107 | 3149.6235 | 3152.7675 | 3139.4613 | 3313.4667 | 3456.7566 | 3444.3399 | 3492.5961 | 3580.4156 | 3698.3252 | 3615.0764 | 3842.3744 | 3686.436 | 3887.6653 | 4143.8382 | 4209.8275 | 4355.9064 | 4260.1789 | 4549.2435 | 4409.5931 | 4627.4783 | 4997.563 | 4826.0703 | 5039.0467 | 5084.7089 | 5256.7246 | 5493.1732 | 5544.0783 | 5654.4616 | 5858.4366 | 5964.1582 | 1699.9197 | 1529.0337 | 1235.2916 | 1145.8349 | 893.3452 | 762.8534 | 557.598 | 379.0837 | 182.489 | 0 | 0 | 0 | 0 | 0 | 0 | 0 | 0 | 0
UG-1PH | 3.607% | 3.831% | CV-G65 | Springfield | 201142 | 201142: L208 HIGH ST. - CIC |  |  | 1PH | UG | 1.9 | Zone 3 | 122 | 1076503 |  |  |  |  | 1250810.6503 |  | 1036356.2334 | 214454.4168 | 51651.741 | 11264.3503 | 41371.318 | 33818.1109 | 722680.7527 | 0 | 0 | 5401.154 | 50500.8093 | 51863.9408 | 53169.964 |  |  |  |  | 11646.7335 | 23264.5946 | 34813.956 | 46307.1918 | 57755.9091 | 69171.0112 | 80562.7488 | 91940.7721 | 103310.4544 | 114672.4248 | 111548.3627 | 108452.1372 | 105432.832 | 102474.8837 | 99563.6783 | 96685.4726 | 93827.3307 | 90977.0586 | 88127.7749 | 85278.4912 | 82458.9277 | 79729.1652 | 77120.8995 | 74636.8035 | 72279.6089 | 70052.1077 | 67957.1529 | 65997.6607 | 64176.6113 | 62497.0504 | 60925.1452 | 59389.3902 | 57853.6352 | 56317.8801 | 54782.1251 | 53246.3701 | 51710.615 | 50174.86 | 48639.105 | 47103.3499 | 45567.5949 | 44031.8398 | 42496.0848 | 40960.3298 | 39424.5747 | 37888.8197 | 36353.0647 | 34817.3096 | 33281.5546 | 31745.7996 | 28126.5273 | 24600.3954 | 21169.4527 | 17835.7936 | 14601.5582 | 11468.9338 | 8440.1559 | 5517.5092 | 2703.3285 | -3.7266e-12 | -3.7266e-12 | -3.7266e-12 | -3.7266e-12 | -3.7266e-12 | -3.7266e-12 | -3.7266e-12 | 1738.5523 | 3515.3528 | 5331.2429 | 7187.0826 | 9083.7508 | 11022.1457 | 13003.1852 | 15027.8076 | 15027.8076 | 19211.6575 | 19211.6575 | 19211.6575 | 19211.6575 | 19211.6575 | 19211.6575 | 19211.6575 | 19211.6575 | 19211.6575 | 19211.6575 | 19211.6575 | 19211.6575 | 19211.6575 | 19211.6575 | 19211.6575 | 19211.6575 | 19211.6575 | 19211.6575 | 19211.6575 | 19211.6575 | 19211.6575 | 19211.6575 | 19211.6575 | 19211.6575 | 19211.6575 | 19211.6575 | 19211.6575 | 19211.6575 | 19211.6575 | 19211.6575 | 19211.6575 | 19211.6575 | 19211.6575 | 19211.6575 | 19211.6575 | 19211.6575 | 19211.6575 | 19211.6575 | 19211.6575 | 19211.6575 | 19211.6575 | 17473.1051 | 15696.3046 | 13880.4145 | 12024.5748 | 10127.9067 | 8189.5118 | 6208.4723 | 4183.8498 | 2114.6857 | 0 | 0 | 0 | 0 | 0 | 0 | 0 | 6442.1221 | 6121.6675 | 5321.2107 | 5150.6648 | 4614.8877 | 4043.9976 | 3303.134 | 2734.2173 | 2242.6968 | 1799.6635 | 1759.0829 | 1764.4806 | 1972.3144 | 1942.0688 | 1901.399 | 1954.2866 | 2036.3865 | 2081.3209 | 2175.5921 | 2157.4467 | 2247.8586 | 2370.2958 | 2403.5601 | 2480.4569 | 2556.1196 | 2505.0831 | 2690.4255 | 2686.7899 | 2657.3562 | 2732.3409 | 2891.9046 | 2993.1955 | 2951.2973 | 2931.668 | 3252.4409 | 3361.1541 | 3429.9057 | 3404.8946 | 3613.7462 | 3681.7279 | 3516.8551 | 3826.3751 | 3706.0716 | 3946.549 | 3887.1697 | 4012.6863 | 4229.879 | 4219.9702 | 4542.1134 | 4475.3831 | 4584.8877 | 4519.5853 | 4644.325 | 4854.9055 | 5219.5321 | 5206.1931 | 390.9905 | 350.6801 | 319.1851 | 4.8702e-18 | 3.9196e-18 | 3.1658e-18 | 2.334e-18 | 1.5354e-18 | 7.143e-19 |  | 1110.0588 | 1038.0044 | 966.5868 | 895.7689 | 825.5138 | 755.785 | 686.5464 | 617.7623 | 549.3969 | 481.4151 | 492.0063 | 502.8304 | 513.8927 | 525.1983 | 536.7527 | 548.5612 | 560.6296 | 572.9634 | 585.5686 | 598.4511 | 611.6171 | 625.0726 | 638.8242 | 652.8784 | 667.2417 | 681.921 | 696.9233 | 712.2556 | 727.9252 | 743.9396 | 760.3062 | 777.033 | 794.1277 | 811.5985 | 829.4537 | 847.7016 | 866.3511 | 885.4108 | 904.8898 | 924.7974 | 945.143 | 965.9361 | 987.1867 | 1008.9048 | 1031.1007 | 1053.7849 | 1076.9682 | 1100.6615 | 1124.876 | 1149.6233 | 1174.915 | 1200.7632 | 1227.18 | 1254.1779 | 1281.7698 | 1309.9688 | 541.4701 | 480.2468 | 419.3611 | 358.7815 | 298.4769 | 238.4163 | 178.5689 | 118.904 | 59.3912 | 0 | 91.5048 | 90.5502 | 89.6429 | 88.7824 | 87.9683 | 87.1999 | 86.477 | 85.7989 | 85.1654 | 84.576 | 86.4367 | 88.3383 | 90.2817 | 92.2679 | 94.2978 | 96.3724 | 98.4926 | 100.6594 | 102.8739 | 105.1371 | 107.4502 | 109.8141 | 112.23 | 114.699 | 117.2224 | 119.8013 | 122.4369 | 125.1305 | 127.8834 | 130.6968 | 133.5722 | 136.5108 | 139.514 | 142.5833 | 145.7201 | 148.926 | 152.2024 | 155.5508 | 158.9729 | 162.4703 | 166.0447 | 169.6977 | 173.431 | 177.2465 | 181.1459 | 185.1311 | 189.204 | 193.3665 | 197.6206 | 201.9682 | 206.4115 | 210.9526 | 215.5935 | 220.3366 | 225.184 | 230.138 | 156.9921 | 139.2412 | 121.5882 | 104.0239 | 86.5394 | 69.1256 | 51.7737 | 34.4746 | 17.2197 | 0 | 3365.0233 | 3101.5954 | 2840.1443 | 2580.5345 | 2322.6316 | 2066.3023 | 1811.4143 | 1557.8363 | 1305.4376 | 1054.0887 | 1077.2786 | 1100.9788 | 1125.2003 | 1149.9547 | 1175.2537 | 1201.1093 | 1227.5337 | 1254.5394 | 1282.1393 | 1310.3464 | 1339.174 | 1368.6358 | 1398.7458 | 1429.5182 | 1460.9676 | 1493.1089 | 1525.9573 | 1559.5284 | 1593.838 | 1628.9024 | 1664.7383 | 1701.3625 | 1738.7925 | 1777.0459 | 1816.1409 | 1856.096 | 1896.9302 | 1938.6626 | 1981.3132 | 2024.9021 | 2069.4499 | 2114.9778 | 2161.5073 | 2209.0605 | 2257.6598 | 2307.3283 | 2358.0896 | 2409.9675 | 2462.9868 | 2517.1725 | 2572.5503 | 2629.1464 | 2686.9877 | 2746.1014 | 2806.5156 | 2868.259 | 627.0804 | 556.1773 | 485.6651 | 415.5074 | 345.6682 | 276.1116 | 206.8019 | 137.7036 | 68.7814 | 0 | 492.2157 | 464.0542 | 436.1712 | 408.5521 | 381.1825 | 354.0481 | 327.1349 | 300.4289 | 273.9161 | 247.5829 | 253.0297 | 258.5964 | 264.2855 | 270.0998 | 276.042 | 282.1149 | 288.3214 | 294.6645 | 301.1471 | 307.7724 | 314.5434 | 321.4633 | 328.5355 | 335.7633 | 343.1501 | 350.6994 | 358.4148 | 366.2999 | 374.3585 | 382.5944 | 391.0115 | 399.6137 | 408.4052 | 417.3901 | 426.5727 | 435.9573 | 445.5484 | 455.3504 | 465.3681 | 475.6062 | 486.0696 | 496.7631 | 507.6919 | 518.8611 | 530.2761 | 541.9421 | 553.8649 | 566.0499 | 578.503 | 591.23 | 604.2371 | 617.5303 | 631.116 | 645.0005 | 659.1906 | 673.6927 | 325.4843 | 288.6823 | 252.0831 | 215.668 | 179.4181 | 143.315 | 107.34 | 71.4747 | 35.7008 | 0 | 104.6977 | 96.8848 | 89.133 | 81.4384 | 73.7968 | 66.2043 | 58.6571 | 51.1512 | 43.6828 | 36.248 | 37.0455 | 37.8605 | 38.6934 | 39.5447 | 40.4147 | 41.3038 | 42.2125 | 43.1411 | 44.0903 | 45.0602 | 46.0516 | 47.0647 | 48.1001 | 49.1583 | 50.2398 | 51.3451 | 52.4747 | 53.6291 | 54.809 | 56.0148 | 57.2471 | 58.5065 | 59.7937 | 61.1091 | 62.4535 | 63.8275 | 65.2317 | 66.6668 | 68.1335 | 69.6324 | 71.1643 | 72.7299 | 74.33 | 75.9653 | 77.6365 | 79.3445 | 81.0901 | 82.874 | 84.6973 | 86.5606 | 88.465 | 90.4112 | 92.4002 | 94.433 | 96.5106 | 98.6338 | 28.1496 | 24.9668 | 21.8015 | 18.6521 | 15.517 | 12.3946 | 9.2833 | 6.1815 | 3.0876 | 0 | 34.2221 | 68.4089 | 102.5778 | 136.746 | 170.931 | 205.1501 | 239.4204 | 273.7593 | 308.1842 | 342.7122 | 350.2519 | 357.9574 | 365.8325 | 373.8808 | 382.1062 | 390.5125 | 399.1038 | 407.884 | 416.8575 | 426.0284 | 435.401 | 444.9798 | 454.7694 | 464.7743 | 474.9993 | 485.4493 | 496.1292 | 507.044 | 518.199 | 529.5994 | 541.2506 | 553.1581 | 565.3276 | 577.7648 | 590.4756 | 603.466 | 616.7423 | 630.3106 | 644.1775 | 658.3494 | 672.8331 | 687.6354 | 702.7634 | 718.2242 | 734.0251 | 750.1736 | 766.6775 | 783.5444 | 800.7823 | 818.3996 | 836.4043 | 854.8052 | 873.611 | 892.8304 | 912.4727 | 932.5471 | 837.3036 | 742.6308 | 648.48 | 554.8026 | 461.5505 | 368.6756 | 276.1304 | 183.8675 | 91.8397 | 0 | 4087.6636 | 3821.4935 | 3557.6692 | 3296.0535 | 3036.5102 | 2778.9048 | 2523.1038 | 2268.9746 | 2016.3861 | 1765.2078 | 1804.0424 | 1843.7313 | 1884.2934 | 1925.7479 | 1968.1143 | 2011.4129 | 2055.6639 | 2100.8885 | 2147.1081 | 2194.3445 | 2242.6201 | 2291.9577 | 2342.3808 | 2393.9131 | 2446.5792 | 2500.404 | 2555.4129 | 2611.6319 | 2669.0878 | 2727.8078 | 2787.8195 | 2849.1516 | 2911.8329 | 2975.8932 | 3041.3629 | 3108.2729 | 3176.6549 | 3246.5413 | 3317.9652 | 3390.9604 | 3465.5616 | 3541.8039 | 3619.7236 | 3699.3575 | 3780.7434 | 3863.9197 | 3948.926 | 4035.8023 | 4124.59 | 4215.331 | 4308.0682 | 4402.8457 | 4499.7084 | 4598.7019 | 4699.8734 | 4803.2706 | 1975.0099 | 1751.6984 | 1529.6179 | 1308.6541 | 1088.6933 | 869.6225 | 651.3293 | 433.702 | 216.6291 | 0 | 39.3868 | 78.3073 | 112.9028 | 149.2598 | 187.5274 | 224.8904 | 261.9447 | 298.9281 | 335.8593 | 372.7571 | 380.2122 | 387.8165 | 395.5728 | 403.4843 | 411.5539 | 419.785 | 428.1807 | 436.7443 | 445.4792 | 454.3888 | 463.4766 | 472.7461 | 482.201 | 491.8451 | 501.682 | 511.7156 | 521.9499 | 532.3889 | 543.0367 | 553.8974 | 564.9754 | 577.4048 | 590.1077 | 603.0901 | 616.3581 | 629.918 | 643.7762 | 657.9392 | 672.4139 | 687.207 | 702.3256 | 717.7767 | 733.5678 | 749.7063 | 766.1998 | 783.0562 | 800.2835 | 817.8897 | 835.8833 | 854.2727 | 873.0667 | 892.2742 | 911.9042 | 931.9661 | 952.4694 | 973.4237 | 874.0053 | 775.1828 | 676.9051 | 579.1215 | 481.7818 | 384.8359 | 288.2341 | 191.927 | 95.8654 | 0 |  | 0 | 0 | 0 | 0 | 0 | 0 | 0 | 0 | 0 | 0 | 0 | 0 | 0 | 0 | 0 | 0 | 0 | 0 | 0 | 0 | 0 | 0 | 0 | 0 | 0 | 0 | 0 | 0 | 0 | 0 | 0 | 0 | 0 | 0 | 0 | 0 | 0 | 0 | 0 | 0 | 0 | 0 | 0 | 0 | 0 | 0 | 0 | 0 | 0 | 0 | 0 | 0 | 0 | 0 | 0 | 0 | 0 | 0 | 0 | 0 | 0 | 0 | 0 | 0 | 0 | 0 |  | 0 | 0 | 0 | 0 | 0 | 0 | 0 | 0 | 0 | 0 | 0 | 0 | 0 | 0 | 0 | 0 | 0 | 0 | 0 | 0 | 0 | 0 | 0 | 0 | 0 | 0 | 0 | 0 | 0 | 0 | 0 | 0 | 0 | 0 | 0 | 0 | 0 | 0 | 0 | 0 | 0 | 0 | 0 | 0 | 0 | 0 | 0 | 0 | 0 | 0 | 0 | 0 | 0 | 0 | 0 | 0 | 0 | 0 | 0 | 0 | 0 | 0 | 0 | 0 | 0 | 0 | [67 empty] | 6686.3547 | 6188.1807 | 5872.2365 | 5235.0317 | 4418.5459 | 3896.0671 | 3450.9512 | 2889.1939 | 2330.6683 | 1831.1453 | 1899.3571 | 1897.2943 | 1980.7673 | 1917.0028 | 2072.8505 | 2057.3338 | 2192.9301 | 2140.9778 | 2148.4369 | 2308.1615 | 2351.6077 | 2437.8729 | 2559.226 | 2477.1859 | 2539.9183 | 2698.057 | 2648.9703 | 2711.5176 | 2811.893 | 2980.4207 | 2918.3006 | 2924.6956 | 3068.4612 | 3257.5793 | 3252.7176 | 3461.0669 | 3531.9153 | 3609.8244 | 3503.9796 | 3817.568 | 3659.7401 | 4023.037 | 3828.5736 | 4171.4018 | 4114.8514 | 4171.6967 | 4351.4366 | 4276.1583 | 4495.8277 | 4465.8414 | 4578.7266 | 4686.5169 | 4789.7637 | 4972.9659 | 5170.494 | 5267.3133 | 397.0586 | 360.4624 | 299.2297 | 4.8953e-18 | 3.9974e-18 | 3.198e-18 | 2.2498e-18 | 1.5559e-18 | 7.4421e-19 |  | 6715.1519 | 5912.967 | 5536.9713 | 5165.6277 | 4517.4783 | 3734.3115 | 3515.4952 | 2770.6432 | 2390.4914 | 1827.3266 | 1815.3717 | 1913.9623 | 1913.4016 | 1953.0582 | 2001.8607 | 2066.403 | 2000.3798 | 2104.7915 | 2191.5606 | 2301.8057 | 2273.3414 | 2410.0029 | 2491.3996 | 2553.7658 | 2458.5227 | 2609.3819 | 2685.258 | 2731.821 | 2789.5264 | 2753.0629 | 2710.1153 | 2813.2071 | 2936.6967 | 3115.001 | 3033.7018 | 3213.5214 | 3195.331 | 3133.0595 | 3423.0306 | 3365.9561 | 3618.452 | 3560.1265 | 3607.5888 | 3641.7189 | 3779.6397 | 3843.2234 | 4060.4825 | 3981.7809 | 4074.8652 | 4263.2085 | 4223.2676 | 4478.8202 | 4543.0285 | 4806.8818 | 4978.9875 | 4819.1062 | 372.8516 | 321.6793 | 291.9262 | 4.6291e-18 | 3.7316e-18 | 2.9268e-18 | 2.1422e-18 | 1.3613e-18 | 7.1504e-19 |  | 6404.8683 | 6242.625 | 5450.1176 | 4766.2238 | 4358.4499 | 3825.5859 | 3171.6546 | 2714.4219 | 2297.1514 | 1688.1507 | 1714.8801 | 1798.1103 | 1831.5071 | 1918.1871 | 2003.1873 | 2064.4701 | 1968.5581 | 2125.028 | 2127.1492 | 2118.1716 | 2235.5718 | 2332.2484 | 2323.871 | 2356.4291 | 2415.6802 | 2495.233 | 2439.0657 | 2592.4219 | 2487.2114 | 2622.9794 | 2795.8173 | 2840.3399 | 2938.8982 | 2874.3116 | 3069.3413 | 2975.1203 | 3122.1258 | 3371.8193 | 3256.1144 | 3399.808 | 3430.616 | 3546.6737 | 3706.2039 | 3740.5492 | 3815.024 | 3952.6444 | 4023.974 | 4107.1344 | 4256.8508 | 4025.0206 | 4459.9466 | 4271.6645 | 4667.073 | 4654.8505 | 4857.1312 | 4784.1712 | 354.2037 | 334.0962 | 283.3841 | 4.6204e-18 | 3.716e-18 | 2.984e-18 | 2.2121e-18 | 1.3346e-18 | 6.891e-19
UG-1PH | 8.237% | 8.569% | DM-G6 | Brattleboro | 201143 | 201143: L61 DOVER RD. - CIC | 498311 | 0 | 1PH | UG | 4.25 | Zone 3 | 170 | 2458013 |  |  |  |  | 2856015.1146 |  | 2366344.631 | 489670.4835 | 115536.789 | 12867.3955 | 92541.1061 | 58207.2835 | 1270564.3611 | 0 | 0 | 12081.5287 | 112962.3366 | 116011.4466 | 118932.8142 |  |  |  |  | 26593.3513 | 53120.7771 | 79491.7956 | 105734.6607 | 131875.8753 | 157940.3353 | 183951.4464 | 209931.2433 | 235891.9948 | 261835.1374 | 254701.8686 | 247632.1601 | 240738.0859 | 233984.1099 | 227336.8635 | 220764.9664 | 214238.8814 | 207730.7659 | 201224.9073 | 194719.0487 | 188281.051 | 182048.0988 | 176092.5641 | 170420.5499 | 165038.2938 | 159952.1704 | 155168.6947 | 150694.5249 | 146536.4657 | 142701.4716 | 139112.2914 | 135605.6539 | 132099.0163 | 128592.3788 | 125085.7412 | 121579.1037 | 118072.4661 | 114565.8286 | 111059.191 | 107552.5535 | 104045.9159 | 100539.2783 | 97032.6408 | 93526.0032 | 90019.3657 | 86512.7281 | 83006.0906 | 79499.453 | 75992.8155 | 72486.1779 | 64222.1804 | 56170.8528 | 48336.8741 | 40725.0258 | 33340.1948 | 26187.3756 | 19271.6723 | 12598.3015 | 6172.5945 | -8.5091e-12 | -8.5091e-12 | -8.5091e-12 | -8.5091e-12 | -8.5091e-12 | -8.5091e-12 | -8.5091e-12 | 3969.691 | 8026.7152 | 12172.9939 | 16410.4908 | 20741.2126 | 25167.2102 | 29690.5799 | 34313.4636 | 34313.4636 | 43866.5789 | 43866.5789 | 43866.5789 | 43866.5789 | 43866.5789 | 43866.5789 | 43866.5789 | 43866.5789 | 43866.5789 | 43866.5789 | 43866.5789 | 43866.5789 | 43866.5789 | 43866.5789 | 43866.5789 | 43866.5789 | 43866.5789 | 43866.5789 | 43866.5789 | 43866.5789 | 43866.5789 | 43866.5789 | 43866.5789 | 43866.5789 | 43866.5789 | 43866.5789 | 43866.5789 | 43866.5789 | 43866.5789 | 43866.5789 | 43866.5789 | 43866.5789 | 43866.5789 | 43866.5789 | 43866.5789 | 43866.5789 | 43866.5789 | 43866.5789 | 43866.5789 | 43866.5789 | 43866.5789 | 39896.8879 | 35839.8637 | 31693.585 | 27456.0881 | 23125.3664 | 18699.3687 | 14175.9991 | 9553.1153 | 4828.5281 | 0 | 0 | 0 | 0 | 0 | 0 | 0 | 14410.01 | 13693.2037 | 11902.7082 | 11521.2238 | 10322.7751 | 9045.784 | 7388.5892 | 6116.0123 | 5016.5587 | 4025.5632 | 3934.7907 | 3946.8645 | 4411.756 | 4344.1013 | 4253.1294 | 4371.4306 | 4555.075 | 4655.5862 | 4866.456 | 4825.8677 | 5028.1047 | 5301.9774 | 5376.3844 | 5548.3904 | 5717.6359 | 5603.4754 | 6018.0569 | 6009.9247 | 5944.0863 | 6111.8153 | 6468.734 | 6695.3058 | 6601.5861 | 6557.6784 | 7275.1968 | 7518.3711 | 7672.1574 | 7616.2117 | 8083.3798 | 8235.4439 | 7866.6496 | 8558.9969 | 8289.8971 | 8827.807 | 8694.9848 | 8975.7458 | 9461.5715 | 9439.407 | 10159.9904 | 10010.7254 | 10255.6699 | 10109.5987 | 10388.6218 | 10859.657 | 11675.2692 | 11645.4318 | 874.584 | 784.4161 | 713.9666 | 1.0894e-17 | 8.7676e-18 | 7.0815e-18 | 5.2208e-18 | 3.4345e-18 | 1.5978e-18 |  | 1268.0328 | 1185.7242 | 1104.1431 | 1023.247 | 942.9938 | 863.3418 | 784.2498 | 705.6769 | 627.5824 | 549.926 | 562.0243 | 574.3889 | 587.0254 | 599.94 | 613.1387 | 626.6277 | 640.4135 | 654.5026 | 668.9017 | 683.6175 | 698.6571 | 714.0276 | 729.7362 | 745.7904 | 762.1978 | 778.9661 | 796.1034 | 813.6176 | 831.5172 | 849.8106 | 868.5064 | 887.6136 | 907.1411 | 927.0982 | 947.4944 | 968.3392 | 989.6427 | 1011.4148 | 1033.666 | 1056.4066 | 1079.6476 | 1103.3998 | 1127.6746 | 1152.4834 | 1177.8381 | 1203.7505 | 1230.233 | 1257.2981 | 1284.9587 | 1313.2278 | 1342.1188 | 1371.6454 | 1401.8216 | 1432.6617 | 1464.1803 | 1496.3922 | 618.5274 | 548.5914 | 479.041 | 409.8402 | 340.9536 | 272.3457 | 203.9813 | 135.8254 | 67.8432 | 0 | 204.6818 | 202.5464 | 200.517 | 198.5923 | 196.7711 | 195.0525 | 193.4353 | 191.9186 | 190.5016 | 189.1832 | 193.3452 | 197.5988 | 201.946 | 206.3888 | 210.9293 | 215.5698 | 220.3123 | 225.1592 | 230.1127 | 235.1752 | 240.349 | 245.6367 | 251.0407 | 256.5636 | 262.208 | 267.9766 | 273.8721 | 279.8973 | 286.055 | 292.3482 | 298.7799 | 305.353 | 312.0708 | 318.9363 | 325.9529 | 333.1239 | 340.4526 | 347.9426 | 355.5973 | 363.4205 | 371.4157 | 379.5869 | 387.9378 | 396.4724 | 405.1948 | 414.1091 | 423.2195 | 432.5303 | 442.046 | 451.771 | 461.71 | 471.8676 | 482.2487 | 492.8581 | 503.701 | 514.7824 | 351.1665 | 311.4606 | 271.9736 | 232.6851 | 193.575 | 154.6232 | 115.8096 | 77.1143 | 38.5177 | 0 | 7527.0257 | 6937.7792 | 6352.9544 | 5772.2483 | 5195.3602 | 4621.9921 | 4051.8479 | 3484.6337 | 2920.0578 | 2357.83 | 2409.7022 | 2462.7157 | 2516.8954 | 2572.2671 | 2628.857 | 2686.6918 | 2745.7991 | 2806.2066 | 2867.9432 | 2931.0379 | 2995.5208 | 3061.4222 | 3128.7735 | 3197.6065 | 3267.9539 | 3339.8489 | 3413.3255 | 3488.4187 | 3565.1639 | 3643.5975 | 3723.7567 | 3805.6793 | 3889.4043 | 3974.9712 | 4062.4205 | 4151.7938 | 4243.1332 | 4336.4822 | 4431.8848 | 4529.3862 | 4629.0327 | 4730.8715 | 4834.9506 | 4941.3195 | 5050.0286 | 5161.1292 | 5274.674 | 5390.7169 | 5509.3126 | 5630.5175 | 5754.3889 | 5880.9855 | 6010.3671 | 6142.5952 | 6277.7323 | 6415.8424 | 1402.6798 | 1244.0808 | 1086.3561 | 929.4245 | 773.2053 | 617.6181 | 462.5832 | 308.0212 | 153.8531 | 0 | 1101.0088 | 1038.016 | 975.6462 | 913.8666 | 852.6451 | 791.9498 | 731.7492 | 672.0119 | 612.7071 | 553.8039 | 565.9876 | 578.4393 | 591.165 | 604.1706 | 617.4623 | 631.0465 | 644.9295 | 659.118 | 673.6186 | 688.4382 | 703.5838 | 719.0627 | 734.882 | 751.0495 | 767.5725 | 784.4591 | 801.7172 | 819.355 | 837.3808 | 855.8032 | 874.6309 | 893.8728 | 913.538 | 933.6358 | 954.1758 | 975.1676 | 996.6213 | 1018.547 | 1040.955 | 1063.8561 | 1087.2609 | 1111.1806 | 1135.6266 | 1160.6104 | 1186.1438 | 1212.239 | 1238.9082 | 1266.1642 | 1294.0198 | 1322.4883 | 1351.583 | 1381.3178 | 1411.7068 | 1442.7644 | 1474.5052 | 1506.9443 | 728.057 | 645.7366 | 563.8701 | 482.4152 | 401.33 | 320.5729 | 240.1025 | 159.8776 | 79.857 | 0 | 234.1922 | 216.716 | 199.3766 | 182.1648 | 165.0717 | 148.0887 | 131.2067 | 114.4173 | 97.7116 | 81.0811 | 82.8649 | 84.688 | 86.5511 | 88.4552 | 90.4012 | 92.3901 | 94.4226 | 96.4999 | 98.6229 | 100.7926 | 103.0101 | 105.2763 | 107.5924 | 109.9594 | 112.3785 | 114.8508 | 117.3776 | 119.9599 | 122.599 | 125.2962 | 128.0527 | 130.8698 | 133.749 | 136.6914 | 139.6987 | 142.772 | 145.913 | 149.1231 | 152.4038 | 155.7567 | 159.1833 | 162.6854 | 166.2645 | 169.9223 | 173.6606 | 177.4811 | 181.3857 | 185.3762 | 189.4544 | 193.6224 | 197.8821 | 202.2355 | 206.6847 | 211.2318 | 215.8789 | 220.6282 | 62.9662 | 55.8467 | 48.7664 | 41.7218 | 34.7091 | 27.7248 | 20.7653 | 13.8271 | 6.9065 | 0 | 76.5494 | 153.0199 | 229.4502 | 305.8793 | 382.3457 | 458.8883 | 535.5456 | 612.3564 | 689.3593 | 766.5931 | 783.4581 | 800.6942 | 818.3094 | 836.3123 | 854.7111 | 873.5148 | 892.7321 | 912.3722 | 932.4444 | 952.9582 | 973.9232 | 995.3496 | 1017.2473 | 1039.6267 | 1062.4985 | 1085.8734 | 1109.7627 | 1134.1774 | 1159.1293 | 1184.6302 | 1210.6921 | 1237.3273 | 1264.5485 | 1292.3685 | 1320.8007 | 1349.8583 | 1379.5551 | 1409.9054 | 1440.9233 | 1472.6236 | 1505.0213 | 1538.1318 | 1571.9707 | 1606.554 | 1641.8982 | 1678.02 | 1714.9364 | 1752.665 | 1791.2237 | 1830.6306 | 1870.9044 | 1912.0643 | 1954.1298 | 1997.1206 | 2041.0573 | 2085.9605 | 1872.9159 | 1661.1479 | 1450.5474 | 1241.0059 | 1032.4155 | 824.6691 | 617.6602 | 411.2826 | 205.4309 | 0 | 9143.4579 | 8548.0776 | 7957.9443 | 7372.7512 | 6792.1939 | 6215.9713 | 5643.7847 | 5075.338 | 4510.3374 | 3948.4912 | 4035.358 | 4124.1359 | 4214.8669 | 4307.594 | 4402.361 | 4499.213 | 4598.1957 | 4699.356 | 4802.7418 | 4908.4021 | 5016.387 | 5126.7475 | 5239.5359 | 5354.8057 | 5472.6114 | 5593.0089 | 5716.0551 | 5841.8083 | 5970.3281 | 6101.6753 | 6235.9121 | 6373.1022 | 6513.3105 | 6656.6033 | 6803.0486 | 6952.7156 | 7105.6754 | 7262.0002 | 7421.7642 | 7585.0431 | 7751.914 | 7922.4561 | 8096.7501 | 8274.8786 | 8456.926 | 8642.9783 | 8833.1239 | 9027.4526 | 9226.0565 | 9429.0298 | 9636.4684 | 9848.4708 | 10065.1371 | 10286.5701 | 10512.8747 | 10744.1579 | 4417.7854 | 3918.2726 | 3421.5137 | 2927.2525 | 2435.235 | 1945.2082 | 1456.9208 | 970.1228 | 484.5652 | 0 | 88.1021 | 175.1611 | 252.5457 | 333.8706 | 419.4693 | 503.0443 | 585.929 | 668.655 | 751.2643 | 833.7987 | 850.4747 | 867.4842 | 884.8339 | 902.5306 | 920.5812 | 938.9928 | 957.7727 | 976.9281 | 996.4667 | 1016.396 | 1036.7239 | 1057.4584 | 1078.6076 | 1100.1797 | 1122.1833 | 1144.627 | 1167.5195 | 1190.8699 | 1214.6873 | 1238.9811 | 1263.7607 | 1291.5634 | 1319.9778 | 1349.0173 | 1378.6957 | 1409.027 | 1440.0256 | 1471.7062 | 1504.0837 | 1537.1736 | 1570.9914 | 1605.5532 | 1640.8753 | 1676.9746 | 1713.868 | 1751.5731 | 1790.1078 | 1829.4901 | 1869.7389 | 1910.8732 | 1952.9124 | 1995.8764 | 2039.7857 | 2084.661 | 2130.5236 | 2177.3951 | 1955.012 | 1733.9615 | 1514.1297 | 1295.4033 | 1077.6697 | 860.8171 | 644.7343 | 429.3105 | 214.4357 | 0 |  | 0 | 0 | 0 | 0 | 0 | 0 | 0 | 0 | 0 | 0 | 0 | 0 | 0 | 0 | 0 | 0 | 0 | 0 | 0 | 0 | 0 | 0 | 0 | 0 | 0 | 0 | 0 | 0 | 0 | 0 | 0 | 0 | 0 | 0 | 0 | 0 | 0 | 0 | 0 | 0 | 0 | 0 | 0 | 0 | 0 | 0 | 0 | 0 | 0 | 0 | 0 | 0 | 0 | 0 | 0 | 0 | 0 | 0 | 0 | 0 | 0 | 0 | 0 | 0 | 0 | 0 |  | 0 | 0 | 0 | 0 | 0 | 0 | 0 | 0 | 0 | 0 | 0 | 0 | 0 | 0 | 0 | 0 | 0 | 0 | 0 | 0 | 0 | 0 | 0 | 0 | 0 | 0 | 0 | 0 | 0 | 0 | 0 | 0 | 0 | 0 | 0 | 0 | 0 | 0 | 0 | 0 | 0 | 0 | 0 | 0 | 0 | 0 | 0 | 0 | 0 | 0 | 0 | 0 | 0 | 0 | 0 | 0 | 0 | 0 | 0 | 0 | 0 | 0 | 0 | 0 | 0 | 0 | [67 empty] | 14956.3197 | 13841.9831 | 13135.2659 | 11709.9394 | 9883.5894 | 8714.887 | 7719.2329 | 6462.6705 | 5213.3369 | 4095.9829 | 4248.562 | 4243.9479 | 4430.6637 | 4288.0326 | 4636.6392 | 4601.9308 | 4905.2385 | 4789.0292 | 4805.7141 | 5162.9929 | 5260.1752 | 5453.1368 | 5724.5844 | 5541.0737 | 5681.3961 | 6035.1274 | 5925.3282 | 6065.2368 | 6289.7607 | 6666.7305 | 6527.7777 | 6542.0823 | 6863.6631 | 7286.6905 | 7275.8158 | 7741.8603 | 7900.3369 | 8074.6073 | 7837.849 | 8539.2969 | 8186.2608 | 8998.8986 | 8563.9147 | 9330.7671 | 9204.2728 | 9331.4268 | 9733.4765 | 9565.0909 | 10056.4568 | 9989.3821 | 10241.8885 | 10482.9983 | 10713.9451 | 11123.7396 | 11565.5787 | 11782.1482 | 888.1573 | 806.2975 | 669.3297 | 1.095e-17 | 8.9417e-18 | 7.1535e-18 | 5.0325e-18 | 3.4803e-18 | 1.6647e-18 |  | 15020.7344 | 13226.3736 | 12385.3305 | 11554.6936 | 10104.8857 | 8353.0653 | 7863.6076 | 6197.4913 | 5347.1519 | 4087.4411 | 4060.6999 | 4281.2314 | 4279.9772 | 4368.6829 | 4477.8462 | 4622.2172 | 4474.5338 | 4708.0862 | 4902.175 | 5148.776 | 5085.1059 | 5390.7961 | 5572.8675 | 5712.3709 | 5499.3271 | 5836.7753 | 6006.4981 | 6110.6523 | 6239.7301 | 6158.1671 | 6062.1 | 6292.7001 | 6568.9268 | 6967.7654 | 6785.9119 | 7188.1401 | 7147.4509 | 7008.1594 | 7656.779 | 7529.1122 | 8093.9057 | 7963.4409 | 8069.6065 | 8145.9502 | 8454.4572 | 8596.6839 | 9082.6583 | 8906.6152 | 9114.83 | 9536.1242 | 9446.7828 | 10018.4137 | 10162.0374 | 10752.2356 | 11137.2089 | 10779.5797 | 834.0102 | 719.5458 | 652.9927 | 1.0354e-17 | 8.3469e-18 | 6.5469e-18 | 4.7918e-18 | 3.0449e-18 | 1.5994e-18 |  | 14326.6791 | 13963.7663 | 12191.0524 | 10661.2902 | 9749.1644 | 8557.2315 | 7094.4906 | 6071.7333 | 5138.365 | 3776.1265 | 3835.916 | 4022.0888 | 4096.7921 | 4290.6816 | 4480.8137 | 4617.8937 | 4403.3536 | 4753.3521 | 4758.0969 | 4738.0154 | 5000.621 | 5216.8715 | 5198.1325 | 5270.9598 | 5403.4952 | 5581.4423 | 5455.8048 | 5798.8385 | 5563.4993 | 5867.1907 | 6253.8019 | 6353.3919 | 6573.8513 | 6429.3812 | 6865.6319 | 6654.8743 | 6983.7024 | 7542.2274 | 7283.4137 | 7604.8337 | 7673.7463 | 7933.3491 | 8290.1929 | 8367.0179 | 8533.6062 | 8841.4413 | 9000.9944 | 9187.0112 | 9521.903 | 9003.3356 | 9976.1963 | 9555.039 | 10439.5053 | 10412.1656 | 10864.6355 | 10701.4357 | 792.2976 | 747.3204 | 633.8854 | 1.0335e-17 | 8.3122e-18 | 6.6747e-18 | 4.9481e-18 | 2.9853e-18 | 1.5414e-18
UG-1PH | 8.43% | 8.77% | DM-G6 | Brattleboro | 201149 | 201149: L6 VT RT 30 - CIC | 476653 | 0 | 1PH | UG | 4.35 | Zone 3 | 194 | 2515767 |  |  |  |  | 2923120.6575 |  | 2421944.7714 | 501175.8861 | 118255.3017 | 14683.9689 | 94718.5439 | 66424.7824 | 1449938.1533 | 0 | 0 | 12365.8 | 115620.2739 | 118741.1276 | 121731.2333 |  |  |  |  | 27218.1943 | 54368.9142 | 81359.5518 | 108219.0249 | 134974.4591 | 161651.3353 | 188273.609 | 214863.8327 | 241434.5636 | 267987.2718 | 260686.3982 | 253450.5784 | 246394.5195 | 239481.8507 | 232678.4191 | 225952.1073 | 219272.6841 | 212611.6525 | 205952.9308 | 199294.2092 | 192704.9429 | 186325.54 | 180230.0727 | 174424.7876 | 168916.0689 | 163710.4409 | 158814.5716 | 154235.2757 | 149979.5179 | 146054.4159 | 142380.9036 | 138791.8733 | 135202.8431 | 131613.8128 | 128024.7826 | 124435.7523 | 120846.7221 | 117257.6918 | 113668.6615 | 110079.6313 | 106490.601 | 102901.5708 | 99312.5405 | 95723.5103 | 92134.48 | 88545.4497 | 84956.4195 | 81367.3892 | 77778.359 | 74189.3287 | 65731.1585 | 57490.6552 | 49472.6076 | 41681.9097 | 34123.5632 | 26802.6798 | 19724.4836 | 12894.3139 | 6317.6271 | -8.709e-12 | -8.709e-12 | -8.709e-12 | -8.709e-12 | -8.709e-12 | -8.709e-12 | -8.709e-12 | 4062.9637 | 8215.3126 | 12459.0132 | 16796.0752 | 21228.5525 | 25758.5444 | 30388.1961 | 35119.7001 | 35119.7001 | 44897.2775 | 44897.2775 | 44897.2775 | 44897.2775 | 44897.2775 | 44897.2775 | 44897.2775 | 44897.2775 | 44897.2775 | 44897.2775 | 44897.2775 | 44897.2775 | 44897.2775 | 44897.2775 | 44897.2775 | 44897.2775 | 44897.2775 | 44897.2775 | 44897.2775 | 44897.2775 | 44897.2775 | 44897.2775 | 44897.2775 | 44897.2775 | 44897.2775 | 44897.2775 | 44897.2775 | 44897.2775 | 44897.2775 | 44897.2775 | 44897.2775 | 44897.2775 | 44897.2775 | 44897.2775 | 44897.2775 | 44897.2775 | 44897.2775 | 44897.2775 | 44897.2775 | 44897.2775 | 44897.2775 | 40834.3138 | 36681.9649 | 32438.2643 | 28101.2023 | 23668.7249 | 19138.7331 | 14509.0814 | 9777.5774 | 4941.9802 | 0 | 0 | 0 | 0 | 0 | 0 | 0 | 14749.0691 | 14015.3967 | 12182.772 | 11792.3114 | 10565.664 | 9258.626 | 7562.4383 | 6259.9185 | 5134.5953 | 4120.2823 | 4027.3741 | 4039.7319 | 4515.562 | 4446.3155 | 4353.203 | 4474.2878 | 4662.2532 | 4765.1295 | 4980.9609 | 4939.4175 | 5146.4131 | 5426.7298 | 5502.8876 | 5678.9408 | 5852.1685 | 5735.3219 | 6159.6583 | 6151.3347 | 6083.9471 | 6255.6227 | 6620.9396 | 6852.8424 | 6756.9175 | 6711.9767 | 7446.3779 | 7695.2739 | 7852.6788 | 7795.4166 | 8273.5769 | 8429.219 | 8051.7473 | 8760.3851 | 8484.9535 | 9035.5202 | 8899.5727 | 9186.9398 | 9684.1967 | 9661.5107 | 10399.049 | 10246.2718 | 10496.9798 | 10347.4717 | 10633.0599 | 11115.1784 | 11949.9814 | 11919.442 | 895.1625 | 802.8729 | 730.7659 | 1.115e-17 | 8.9739e-18 | 7.2481e-18 | 5.3437e-18 | 3.5153e-18 | 1.6354e-18 |  | 1447.0491 | 1353.1206 | 1260.0222 | 1167.7054 | 1076.1223 | 985.2253 | 894.9674 | 805.3018 | 716.1822 | 627.5626 | 641.369 | 655.4791 | 669.8996 | 684.6374 | 699.6994 | 715.0928 | 730.8249 | 746.903 | 763.3349 | 780.1282 | 797.2911 | 814.8315 | 832.7578 | 851.0784 | 869.8022 | 888.9378 | 908.4944 | 928.4813 | 948.9079 | 969.7839 | 991.1191 | 1012.9237 | 1035.2081 | 1057.9826 | 1081.2583 | 1105.0459 | 1129.357 | 1154.2028 | 1179.5953 | 1205.5464 | 1232.0684 | 1259.1739 | 1286.8757 | 1315.187 | 1344.1211 | 1373.6918 | 1403.913 | 1434.7991 | 1466.3646 | 1498.6247 | 1531.5944 | 1565.2895 | 1599.7259 | 1634.9198 | 1670.8881 | 1707.6476 | 705.849 | 626.0396 | 546.6703 | 467.7 | 389.0882 | 310.7944 | 232.7786 | 155.0008 | 77.4211 | 0 | 209.4979 | 207.3122 | 205.235 | 203.265 | 201.401 | 199.6419 | 197.9867 | 196.4344 | 194.9839 | 193.6345 | 197.8945 | 202.2482 | 206.6976 | 211.245 | 215.8924 | 220.642 | 225.4961 | 230.4571 | 235.5271 | 240.7087 | 246.0043 | 251.4164 | 256.9476 | 262.6004 | 268.3776 | 274.2819 | 280.3161 | 286.4831 | 292.7857 | 299.227 | 305.81 | 312.5378 | 319.4136 | 326.4407 | 333.6224 | 340.9621 | 348.4633 | 356.1295 | 363.9643 | 371.9715 | 380.1549 | 388.5183 | 397.0657 | 405.8012 | 414.7288 | 423.8528 | 433.1776 | 442.7075 | 452.4471 | 462.4009 | 472.5737 | 482.9703 | 493.5957 | 504.4548 | 515.5528 | 526.895 | 359.4292 | 318.7891 | 278.373 | 238.1601 | 198.1297 | 158.2613 | 118.5345 | 78.9288 | 39.424 | 0 | 7704.1322 | 7101.021 | 6502.4357 | 5908.0659 | 5317.604 | 4730.7448 | 4147.1854 | 3566.6251 | 2988.7651 | 2413.3083 | 2466.4011 | 2520.6619 | 2576.1165 | 2632.791 | 2690.7125 | 2749.9081 | 2810.4061 | 2872.235 | 2935.4242 | 3000.0035 | 3066.0036 | 3133.4557 | 3202.3917 | 3272.8443 | 3344.8469 | 3418.4336 | 3493.6391 | 3570.4991 | 3649.0501 | 3729.3292 | 3811.3745 | 3895.2247 | 3980.9197 | 4068.4999 | 4158.0069 | 4249.483 | 4342.9717 | 4438.517 | 4536.1644 | 4635.96 | 4737.9512 | 4842.1861 | 4948.7142 | 5057.5859 | 5168.8528 | 5282.5675 | 5398.784 | 5517.5573 | 5638.9435 | 5763.0003 | 5889.7863 | 6019.3616 | 6151.7875 | 6287.1269 | 6425.4437 | 6566.8034 | 1435.684 | 1273.3533 | 1111.9174 | 951.2933 | 791.3983 | 632.1503 | 473.4675 | 315.2688 | 157.4731 | 0 | 1126.9149 | 1062.4399 | 998.6025 | 935.3693 | 872.7073 | 810.5839 | 748.9668 | 687.824 | 627.1237 | 566.8346 | 579.3049 | 592.0496 | 605.0747 | 618.3864 | 631.9909 | 645.8947 | 660.1043 | 674.6266 | 689.4684 | 704.6367 | 720.1387 | 735.9818 | 752.1734 | 768.7212 | 785.6331 | 802.917 | 820.5812 | 838.634 | 857.0839 | 875.9398 | 895.2104 | 914.9051 | 935.033 | 955.6037 | 976.627 | 998.1128 | 1020.0712 | 1042.5128 | 1065.4481 | 1088.888 | 1112.8435 | 1137.326 | 1162.3472 | 1187.9189 | 1214.0531 | 1240.7622 | 1268.059 | 1295.9563 | 1324.4674 | 1353.6056 | 1383.385 | 1413.8194 | 1444.9235 | 1476.7118 | 1509.1994 | 1542.4018 | 745.1878 | 660.9305 | 577.1376 | 493.7661 | 410.7731 | 328.1158 | 245.752 | 163.6394 | 81.736 | 0 | 239.7026 | 221.8153 | 204.0678 | 186.451 | 168.9558 | 151.5731 | 134.294 | 117.1094 | 100.0107 | 82.9889 | 84.8147 | 86.6806 | 88.5876 | 90.5365 | 92.5283 | 94.5639 | 96.6443 | 98.7705 | 100.9435 | 103.1642 | 105.4338 | 107.7534 | 110.124 | 112.5467 | 115.0227 | 117.5532 | 120.1394 | 122.7825 | 125.4837 | 128.2443 | 131.0657 | 133.9491 | 136.896 | 139.9077 | 142.9857 | 146.1314 | 149.3463 | 152.6319 | 155.9898 | 159.4216 | 162.9288 | 166.5133 | 170.1766 | 173.9204 | 177.7467 | 181.6571 | 185.6536 | 189.738 | 193.9122 | 198.1783 | 202.5382 | 206.994 | 211.5479 | 216.2019 | 220.9584 | 225.8195 | 64.4478 | 57.1607 | 49.9139 | 42.7035 | 35.5258 | 28.3772 | 21.2539 | 14.1524 | 7.069 | 0 | 78.3506 | 156.6203 | 234.8491 | 313.0764 | 391.3421 | 469.6857 | 548.1467 | 626.7648 | 705.5795 | 784.6305 | 801.8924 | 819.534 | 837.5638 | 855.9902 | 874.822 | 894.0681 | 913.7376 | 933.8398 | 954.3843 | 975.3807 | 996.8391 | 1018.7695 | 1041.1825 | 1064.0885 | 1087.4984 | 1111.4234 | 1135.8747 | 1160.864 | 1186.403 | 1212.5038 | 1239.1789 | 1266.4409 | 1294.3026 | 1322.7772 | 1351.8783 | 1381.6196 | 1412.0153 | 1443.0796 | 1474.8274 | 1507.2736 | 1540.4336 | 1574.3231 | 1608.9582 | 1644.3553 | 1680.5311 | 1717.5028 | 1755.2879 | 1793.9042 | 1833.3701 | 1873.7042 | 1914.9257 | 1957.0541 | 2000.1093 | 2044.1117 | 2089.0821 | 2135.042 | 1916.9845 | 1700.2338 | 1484.678 | 1270.206 | 1056.7077 | 844.0731 | 632.1934 | 420.9599 | 210.2646 | 0 | 9358.5981 | 8749.2088 | 8145.1901 | 7546.2277 | 6952.0102 | 6362.2295 | 5776.5797 | 5194.7577 | 4616.4629 | 4041.3969 | 4130.3076 | 4221.1744 | 4314.0402 | 4408.9491 | 4505.946 | 4605.0768 | 4706.3885 | 4809.929 | 4915.7475 | 5023.8939 | 5134.4196 | 5247.3768 | 5362.8191 | 5480.8011 | 5601.3788 | 5724.6091 | 5850.5505 | 5979.2626 | 6110.8064 | 6245.2441 | 6382.6395 | 6523.0576 | 6666.5648 | 6813.2292 | 6963.1203 | 7116.3089 | 7272.8677 | 7432.8708 | 7596.394 | 7763.5147 | 7934.312 | 8108.8668 | 8287.2619 | 8469.5817 | 8655.9125 | 8846.3425 | 9040.9621 | 9239.8632 | 9443.1402 | 9650.8893 | 9863.2089 | 10080.1995 | 10301.9639 | 10528.6071 | 10760.2364 | 10996.9616 | 4521.7332 | 4010.4673 | 3502.0199 | 2996.1291 | 2492.5346 | 1990.9778 | 1491.2013 | 992.9492 | 495.9667 | 0 | 90.175 | 179.2826 | 258.488 | 341.7264 | 429.3391 | 514.8806 | 599.7156 | 684.388 | 768.9411 | 853.4175 | 870.4859 | 887.8956 | 905.6535 | 923.7666 | 942.2419 | 961.0868 | 980.3085 | 999.9147 | 1019.913 | 1040.3112 | 1061.1174 | 1082.3398 | 1103.9866 | 1126.0663 | 1148.5876 | 1171.5594 | 1194.9906 | 1218.8904 | 1243.2682 | 1268.1336 | 1293.4962 | 1321.9531 | 1351.0361 | 1380.7589 | 1411.1356 | 1442.1806 | 1473.9086 | 1506.3346 | 1539.4739 | 1573.3423 | 1607.9559 | 1643.3309 | 1679.4842 | 1716.4328 | 1754.1944 | 1792.7866 | 1832.2279 | 1872.537 | 1913.7328 | 1955.8349 | 1998.8633 | 2042.8382 | 2087.7807 | 2133.7119 | 2180.6535 | 2228.6279 | 2001.0122 | 1774.7606 | 1549.7563 | 1325.8834 | 1103.0266 | 881.0716 | 659.9045 | 439.4119 | 219.4812 | 0 |  | 0 | 0 | 0 | 0 | 0 | 0 | 0 | 0 | 0 | 0 | 0 | 0 | 0 | 0 | 0 | 0 | 0 | 0 | 0 | 0 | 0 | 0 | 0 | 0 | 0 | 0 | 0 | 0 | 0 | 0 | 0 | 0 | 0 | 0 | 0 | 0 | 0 | 0 | 0 | 0 | 0 | 0 | 0 | 0 | 0 | 0 | 0 | 0 | 0 | 0 | 0 | 0 | 0 | 0 | 0 | 0 | 0 | 0 | 0 | 0 | 0 | 0 | 0 | 0 | 0 | 0 |  | 0 | 0 | 0 | 0 | 0 | 0 | 0 | 0 | 0 | 0 | 0 | 0 | 0 | 0 | 0 | 0 | 0 | 0 | 0 | 0 | 0 | 0 | 0 | 0 | 0 | 0 | 0 | 0 | 0 | 0 | 0 | 0 | 0 | 0 | 0 | 0 | 0 | 0 | 0 | 0 | 0 | 0 | 0 | 0 | 0 | 0 | 0 | 0 | 0 | 0 | 0 | 0 | 0 | 0 | 0 | 0 | 0 | 0 | 0 | 0 | 0 | 0 | 0 | 0 | 0 | 0 | [67 empty] | 15308.2331 | 14167.6768 | 13444.331 | 11985.4674 | 10116.1445 | 8919.9431 | 7900.8619 | 6614.7334 | 5336.0037 | 4192.3589 | 4348.5282 | 4343.8055 | 4534.9146 | 4388.9275 | 4745.7366 | 4710.2115 | 5020.6559 | 4901.7123 | 4918.7897 | 5284.4751 | 5383.944 | 5581.4459 | 5859.2805 | 5671.4519 | 5815.076 | 6177.1304 | 6064.7477 | 6207.9483 | 6437.7551 | 6823.5948 | 6681.3724 | 6696.0136 | 7025.1611 | 7458.1421 | 7447.0114 | 7924.0217 | 8086.2272 | 8264.598 | 8022.269 | 8740.2215 | 8378.8787 | 9210.6374 | 8765.4186 | 9550.3146 | 9420.8439 | 9550.9898 | 9962.4995 | 9790.1518 | 10293.0793 | 10224.4264 | 10482.8741 | 10729.6571 | 10966.038 | 11385.4747 | 11837.71 | 12059.3752 | 909.0551 | 825.2692 | 685.0786 | 1.1208e-17 | 9.152e-18 | 7.3218e-18 | 5.1509e-18 | 3.5622e-18 | 1.7038e-18 |  | 15374.1635 | 13537.5824 | 12676.7501 | 11826.5688 | 10342.6477 | 8549.608 | 8048.6336 | 6343.3147 | 5472.9672 | 4183.6162 | 4156.2458 | 4381.9662 | 4380.6826 | 4471.4754 | 4583.2073 | 4730.9752 | 4579.817 | 4818.8647 | 5017.5203 | 5269.9237 | 5204.7554 | 5517.6383 | 5703.9938 | 5846.7796 | 5628.723 | 5974.1112 | 6147.8275 | 6254.4324 | 6386.5473 | 6303.0652 | 6204.7377 | 6440.7636 | 6723.4897 | 7131.7129 | 6945.5804 | 7357.2728 | 7315.6262 | 7173.0573 | 7836.9386 | 7706.2678 | 8284.3505 | 8150.8159 | 8259.4796 | 8337.6196 | 8653.3856 | 8798.9588 | 9296.3679 | 9116.1826 | 9329.2966 | 9760.5036 | 9669.06 | 10254.1411 | 10401.1442 | 11005.2294 | 11399.2608 | 11033.2168 | 853.634 | 736.4763 | 668.3572 | 1.0598e-17 | 8.5433e-18 | 6.7009e-18 | 4.9046e-18 | 3.1166e-18 | 1.6371e-18 |  | 14663.7774 | 14292.3255 | 12477.9007 | 10912.144 | 9978.5565 | 8758.5781 | 7261.4198 | 6214.5976 | 5259.2677 | 3864.9766 | 3926.1729 | 4116.7262 | 4193.1872 | 4391.6388 | 4586.2446 | 4726.55 | 4506.9619 | 4865.1956 | 4870.0521 | 4849.4982 | 5118.2827 | 5339.6214 | 5320.4415 | 5394.9823 | 5530.6363 | 5712.7703 | 5584.1767 | 5935.2818 | 5694.4051 | 6005.2423 | 6400.9502 | 6502.8834 | 6728.5302 | 6580.6608 | 7027.1762 | 6811.4596 | 7148.0248 | 7719.6915 | 7454.7882 | 7783.771 | 7854.305 | 8120.0161 | 8485.2562 | 8563.8889 | 8734.397 | 9049.4752 | 9212.7825 | 9403.1761 | 9745.9478 | 9215.1788 | 10210.9303 | 9779.8634 | 10685.1407 | 10657.1577 | 11120.274 | 10953.2342 | 810.9399 | 764.9044 | 648.8004 | 1.0578e-17 | 8.5078e-18 | 6.8318e-18 | 5.0645e-18 | 3.0556e-18 | 1.5777e-18
OH-1PH | 26.1% | 26.07% | CH-G11 | Springfield | 201152 | 201152: L342 TOWNSHEND RD | 488351 | 0 | 1PH | OH | 5.2 | Zone 3 | 73 | 2617704 |  |  |  |  | 3041563.3235 |  | 2520080.1648 | 521483.1587 | 160313.7713 | 25879.7714 | 0 | 81787.8424 | 2483892.0459 | 0 | 0 | 1162.555 | 156737.8327 | 161205.0629 | 165196.7564 |  |  |  |  | 28321.0553 | 56571.902 | 84656.1801 | 112603.979 | 140443.5234 | 168201.3267 | 195902.315 | 223569.9548 | 251217.3118 | 278845.9159 | 271249.2164 | 263720.2065 | 256378.2415 | 249185.4764 | 242106.3749 | 235107.518 | 228157.4495 | 221226.5179 | 214297.9898 | 207369.4617 | 200513.2033 | 193875.3117 | 187532.8606 | 181492.3498 | 175760.4218 | 170343.8657 | 165249.6194 | 160484.7739 | 156056.5759 | 151972.4318 | 148150.0715 | 144415.6164 | 140681.1613 | 136946.7062 | 133212.2512 | 129477.7961 | 125743.341 | 122008.8859 | 118274.4308 | 114539.9757 | 110805.5207 | 107071.0656 | 103336.6105 | 99602.1554 | 95867.7003 | 92133.2452 | 88398.7902 | 84664.3351 | 80929.88 | 77195.4249 | 68394.5359 | 59820.1336 | 51477.2008 | 43370.8296 | 35506.2245 | 27888.7043 | 20523.705 | 13416.7818 | 6573.6127 | 9.2406e-12 | 9.2406e-12 | 9.2406e-12 | 9.2406e-12 | 0 | 0 | 0 | 4227.592 | 8548.1909 | 12963.8431 | 17476.6396 | 22088.7176 | 26802.2614 | 31619.5031 | 36542.7241 | 36542.7241 | 46716.4816 | 46716.4816 | 46716.4816 | 46716.4816 | 46716.4816 | 46716.4816 | 46716.4816 | 46716.4816 | 46716.4816 | 46716.4816 | 46716.4816 | 46716.4816 | 46716.4816 | 46716.4816 | 46716.4816 | 46716.4816 | 46716.4816 | 46716.4816 | 46716.4816 | 46716.4816 | 46716.4816 | 46716.4816 | 46716.4816 | 46716.4816 | 46716.4816 | 46716.4816 | 46716.4816 | 46716.4816 | 46716.4816 | 46716.4816 | 46716.4816 | 46716.4816 | 46716.4816 | 46716.4816 | 46716.4816 | 46716.4816 | 46716.4816 | 46716.4816 | 46716.4816 | 46716.4816 | 46716.4816 | 42488.8897 | 38168.2907 | 33752.6385 | 29239.842 | 24627.764 | 19914.2202 | 15096.9785 | 10173.7575 | 5142.2256 | 0 | 0 | 0 | 0 | 0 | 0 | 0 | 17787.4442 | 17078.3638 | 15028.4803 | 14763.2828 | 13469.3079 | 12074.0601 | 10154.9579 | 8741.386 | 7575.3123 | 6604.9473 | 6456.0123 | 6475.8223 | 7238.5936 | 7127.5891 | 6978.3268 | 7172.4297 | 7473.7444 | 7638.6584 | 7984.6432 | 7918.0478 | 8249.8685 | 8699.2254 | 8821.3088 | 9103.5278 | 9381.2175 | 9193.9086 | 9874.1337 | 9860.7907 | 9752.7663 | 10027.9678 | 10613.5827 | 10985.3305 | 10831.5598 | 10759.5183 | 11936.7874 | 12335.7758 | 12588.101 | 12496.3079 | 13262.8145 | 13512.3138 | 12907.2143 | 14043.1838 | 13601.658 | 14484.2344 | 14266.3061 | 14726.965 | 15524.084 | 4324.9682 | 4039.9003 | 3401.0704 | 2916.7898 | 2340.4793 | 1879.7631 | 1440.0589 | 1008.7207 | 491.7385 | 0 | 0 | 0 | 0 | 0 | 0 | 0 | 0 | 0 |  | 2327.9207 | 2201.8946 | 2077.1781 | 1953.7059 | 1831.4136 | 1710.2373 | 1590.1141 | 1470.9813 | 1352.7771 | 1235.4402 | 1262.6199 | 1290.3976 | 1318.7863 | 1347.7996 | 1377.4512 | 1407.7551 | 1438.7257 | 1470.3777 | 1502.726 | 1535.786 | 1569.5733 | 1604.1039 | 1639.3942 | 1675.4609 | 1712.321 | 1749.9921 | 1788.4919 | 1827.8387 | 1868.0512 | 1909.1483 | 1951.1495 | 1994.0748 | 2037.9445 | 2082.7793 | 2128.6004 | 2175.4296 | 2223.2891 | 2272.2014 | 2322.1899 | 2373.278 | 2425.4902 | 2478.8509 | 2533.3857 | 2589.1201 | 2646.0808 | 2704.2946 | 2763.789 | 1398.2932 | 1240.1902 | 1082.9587 | 926.5179 | 770.7872 | 615.6866 | 461.1366 | 307.0579 | 153.3719 | 0 | 0 | 0 | 0 | 0 | 0 | 0 | 0 | 0 | 0 | 0 | 0 | 0 | 0 | 0 | 0 | 0 | 0 | 0 | 0 | 0 | 0 | 0 | 0 | 0 | 0 | 0 | 0 | 0 | 0 | 0 | 0 | 0 | 0 | 0 | 0 | 0 | 0 | 0 | 0 | 0 | 0 | 0 | 0 | 0 | 0 | 0 | 0 | 0 | 0 | 0 | 0 | 0 | 0 | 0 | 0 | 0 | 0 | 0 | 0 | 0 | 0 | 0 | 0 | 0 | 0 | 0 | 0 | 0 | 0 | 0 | 0 | 0 | 0 | 0 | 0 | 0 | 0 | 0 | 0 | 0 | 0 | 0 | 0 | 0 | 0 | 0 | 0 | 0 | 0 | 0 | 0 | 0 | 0 | 0 | 0 | 0 | 0 | 0 | 0 | 0 | 0 | 0 | 0 | 0 | 0 | 0 | 0 | 0 | 0 | 0 | 0 | 0 | 0 | 0 | 0 | 0 | 0 | 0 | 0 | 0 | 0 | 0 | 0 | 0 | 0 | 0 | 0 | 0 | 0 | 0 | 0 | 0 | 0 | 0 | 0 | 0 | 0 | 0 | 0 | 0 | 0 | 0 | 0 | 0 | 0 | 0 | 0 | 0 | 0 | 0 | 0 | 0 | 0 | 0 | 0 | 0 | 0 | 0 | 0 | 0 | 0 | 0 | 0 | 0 | 0 | 0 | 0 | 0 | 0 | 0 | 0 | 0 | 0 | 0 | 0 | 0 | 0 | 0 | 0 | 0 | 0 | 0 | 0 | 0 | 0 | 0 | 0 | 0 | 0 | 0 | 0 | 0 | 0 | 0 | 0 | 0 | 0 | 0 | 0 | 0 | 0 | 0 | 0 | 0 | 0 | 0 | 0 | 0 | 0 | 0 | 0 | 0 | 0 | 0 | 0 | 0 | 0 | 0 | 0 | 0 | 0 | 0 | 0 | 0 | 0 | 0 | 0 | 0 | 0 | 0 | 0 | 0 | 0 | 0 | 0 | 0 | 0 | 0 | 0 | 0 | 0 | 0 | 0 | 0 | 0 | 0 | 0 | 0 | 0 | 0 | 0 | 0 | 0 | 0 | 0 | 0 | 0 | 0 | 0 | 0 | 0 | 0 | 0 | 0 | 0 | 0 | 0 | 0 | 0 | 0 | 0 | 0 | 0 | 0 | 0 | 0 | 0 | 0 | 0 | 0 | 0 | 0 | 0 | 0 | 0 | 0 | 0 | 0 | 0 | 0 | 0 | 0 | 0 | 0 | 0 | 0 | 0 | 0 | 0 | 0 | 0 | 0 | 0 | 0 | 0 | 0 | 0 | 0 | 0 | 0 | 0 | 0 | 0 | 0 | 0 | 0 | 0 | 0 | 0 | 0 | 0 | 0 | 0 | 0 | 0 | 0 | 0 | 0 | 0 | 0 | 0 | 0 | 0 | 0 | 0 | 0 | 0 | 0 | 0 | 0 | 0 | 0 | 0 | 0 | 0 | 0 | 0 | 0 | 0 | 0 | 0 | 0 | 0 | 0 | 0 | 0 | 0 | 0 | 0 | 0 | 0 | 0 | 0 | 0 | 0 | 0 | 0 | 0 | 0 | 0 | 0 | 0 | 0 | 0 | 0 | 0 | 0 | 0 | 0 | 0 | 0 | 0 | 0 | 0 | 0 | 0 | 0 | 0 | 0 | 0 | 0 | 0 | 0 | 0 | 0 | 0 | 0 | 0 | 0 | 0 | 0 | 0 | 0 | 0 | 0 | 8.915 | 17.7245 | 25.555 | 33.7842 | 42.4459 | 50.9028 | 59.2898 | 67.6608 | 76.02 | 84.3716 | 86.0591 | 87.7803 | 89.5359 | 91.3266 | 93.1531 | 95.0162 | 96.9165 | 98.8548 | 100.8319 | 102.8486 | 104.9055 | 107.0037 | 109.1437 | 111.3266 | 113.5531 | 115.8242 | 118.1407 | 120.5035 | 122.9136 | 125.3718 | 127.8793 | 130.6926 | 133.5679 | 136.5063 | 139.5095 | 142.5787 | 145.7154 | 148.9212 | 152.1974 | 155.5458 | 158.9678 | 162.4651 | 166.0393 | 169.6922 | 173.4254 | 177.2408 | 181.14 | 162.6397 | 144.2503 | 125.9622 | 107.7661 | 89.6526 | 71.6124 | 53.6362 | 35.7148 | 17.8392 | 0 | 0 | 0 | 0 | 0 | 0 | 0 | 0 | 0 | 0 |  | 0 | 0 | 0 | 0 | 0 | 0 | 0 | 0 | 0 | 0 | 0 | 0 | 0 | 0 | 0 | 0 | 0 | 0 | 0 | 0 | 0 | 0 | 0 | 0 | 0 | 0 | 0 | 0 | 0 | 0 | 0 | 0 | 0 | 0 | 0 | 0 | 0 | 0 | 0 | 0 | 0 | 0 | 0 | 0 | 0 | 0 | 0 | 0 | 0 | 0 | 0 | 0 | 0 | 0 | 0 | 0 | 0 | 0 | 0 | 0 | 0 | 0 | 0 | 0 | 0 | 0 |  | 0 | 0 | 0 | 0 | 0 | 0 | 0 | 0 | 0 | 0 | 0 | 0 | 0 | 0 | 0 | 0 | 0 | 0 | 0 | 0 | 0 | 0 | 0 | 0 | 0 | 0 | 0 | 0 | 0 | 0 | 0 | 0 | 0 | 0 | 0 | 0 | 0 | 0 | 0 | 0 | 0 | 0 | 0 | 0 | 0 | 0 | 0 | 0 | 0 | 0 | 0 | 0 | 0 | 0 | 0 | 0 | 0 | 0 | 0 | 0 | 0 | 0 | 0 | 0 | 0 | 0 | [67 empty] | 18461.7985 | 17263.9236 | 16584.7201 | 15005.1027 | 12896.2519 | 11632.388 | 10609.3982 | 9236.8516 | 7872.4596 | 6720.4885 | 6970.8329 | 6963.2623 | 7269.6165 | 7035.5943 | 7607.571 | 7550.6231 | 8048.2756 | 7857.6051 | 7884.9808 | 8471.1865 | 8630.6383 | 8947.2403 | 9392.6183 | 9091.5229 | 9321.7571 | 9902.1421 | 9721.989 | 9951.5441 | 10319.932 | 10938.4457 | 10710.4586 | 10733.9289 | 11261.563 | 11955.6457 | 11937.8029 | 12702.4659 | 12962.4867 | 13248.421 | 12859.9596 | 14010.861 | 13431.6166 | 14764.9531 | 14051.2527 | 15309.4667 | 15101.921 | 15310.549 | 15970.2125 | 4382.5543 | 3998.7324 | 3393.8192 | 2912.8702 | 2426.9252 | 1938.6286 | 1475.078 | 999.2436 | 497.5115 | 0 | 0 | 0 | 0 | 0 | 0 | 0 | 0 | 0 |  | 18541.3109 | 16496.1264 | 15637.8441 | 14806.171 | 13185.0025 | 11149.4385 | 10807.8284 | 8857.841 | 8074.5285 | 6706.4737 | 6662.5979 | 7024.4352 | 7022.3774 | 7167.9214 | 7347.0313 | 7583.9081 | 7341.5964 | 7724.7977 | 8043.2491 | 8447.86 | 8343.3932 | 8844.9547 | 9143.6886 | 9372.579 | 9023.0271 | 9576.6956 | 9855.1685 | 10026.0597 | 10237.8443 | 10104.0196 | 9946.3975 | 10324.7547 | 10777.974 | 11432.369 | 11133.9926 | 11793.9489 | 11727.188 | 11498.6455 | 12562.8688 | 12353.3994 | 13280.0849 | 13066.0246 | 13240.216 | 13365.4769 | 13871.6601 | 14105.0187 | 14902.3819 | 4080.8525 | 3624.3149 | 3239.8282 | 2686.7362 | 2319.369 | 1838.764 | 1425.8142 | 962.2333 | 455.1771 | 0 | 0 | 0 | 0 | 0 | 0 | 0 | 0 | 0 |  | 17684.5821 | 17415.8135 | 15392.5466 | 13661.3648 | 12720.8521 | 11421.9539 | 9750.7456 | 8678.0997 | 7759.2474 | 6195.6839 | 6293.7835 | 6599.2467 | 6721.8163 | 7039.9406 | 7351.9001 | 7576.8143 | 7224.8073 | 7799.0677 | 7806.8528 | 7773.9042 | 8204.7746 | 8559.5878 | 8528.8418 | 8648.3332 | 8865.7909 | 9157.7577 | 8951.6178 | 9514.4508 | 9128.3177 | 9626.5998 | 10260.9326 | 10424.3348 | 10786.0539 | 10549.0145 | 11264.7933 | 10918.9925 | 11458.5176 | 12374.918 | 11950.2693 | 12477.6395 | 12590.7079 | 13016.6515 | 13602.1433 | 13728.194 | 14001.524 | 14506.6048 | 14768.3918 | 4209.3249 | 3786.1786 | 3058.8172 | 2837.3054 | 2212.0928 | 1888.9702 | 1380.7188 | 938.6835 | 451.8774 | 0 | 0 | 0 | 0 | 0 | 0 | 0 | 0 | 0
UG-1PH | 4.833% | 3.024% | BV-G43 | Springfield | 201153 | 201153: L438 BROWNSVILLE - CIC | 0 | 0 | 1PH | UG | 1.5 | Zone 3 | 165 | 1442345 |  |  |  |  | 1675889.8836 |  | 1388554.6362 | 287335.2474 | 40777.6902 | 9776.742 | 32661.5669 | 44916.8919 | 1207948.6819 | 0 | 0 | 4264.069 | 39869.06 | 40945.2164 | 41976.2874 |  |  |  |  | 15604.7943 | 31170.904 | 46645.2349 | 62044.3664 | 77383.85 | 92678.2946 | 107941.4344 | 123186.1992 | 138419.7883 | 153643.0447 | 149457.292 | 145308.836 | 141263.441 | 137300.2547 | 133399.6966 | 129543.3529 | 125713.8914 | 121894.9743 | 118077.3816 | 114259.7888 | 110482.0164 | 106824.5632 | 103329.8967 | 100001.598 | 96843.3274 | 93858.8255 | 91051.9151 | 88426.5032 | 85986.5829 | 83736.2349 | 81630.1289 | 79572.4582 | 77514.7876 | 75457.117 | 73399.4464 | 71341.7758 | 69284.1051 | 67226.4345 | 65168.7639 | 63111.0933 | 61053.4227 | 58995.752 | 56938.0814 | 54880.4108 | 52822.7402 | 50765.0695 | 48707.3989 | 46649.7283 | 44592.0577 | 42534.3871 | 37685.1305 | 32960.6673 | 28363.7429 | 23897.163 | 19563.7954 | 15366.5706 | 11308.4838 | 7392.596 | 3622.0357 | -4.9931e-12 | -4.9931e-12 | -4.9931e-12 | -4.9931e-12 | -4.9931e-12 | -4.9931e-12 | -4.9931e-12 | 2329.3872 | 4710.0209 | 7143.0285 | 9629.5623 | 12170.7998 | 14767.9446 | 17422.2266 | 20134.9027 | 20134.9027 | 25740.6046 | 25740.6046 | 25740.6046 | 25740.6046 | 25740.6046 | 25740.6046 | 25740.6046 | 25740.6046 | 25740.6046 | 25740.6046 | 25740.6046 | 25740.6046 | 25740.6046 | 25740.6046 | 25740.6046 | 25740.6046 | 25740.6046 | 25740.6046 | 25740.6046 | 25740.6046 | 25740.6046 | 25740.6046 | 25740.6046 | 25740.6046 | 25740.6046 | 25740.6046 | 25740.6046 | 25740.6046 | 25740.6046 | 25740.6046 | 25740.6046 | 25740.6046 | 25740.6046 | 25740.6046 | 25740.6046 | 25740.6046 | 25740.6046 | 25740.6046 | 25740.6046 | 25740.6046 | 25740.6046 | 23411.2174 | 21030.5838 | 18597.5761 | 16111.0423 | 13569.8048 | 10972.66 | 8318.378 | 5605.7019 | 2833.3468 | 0 | 0 | 0 | 0 | 0 | 0 | 0 | 5085.8859 | 4832.8954 | 4200.9558 | 4066.3143 | 3643.3324 | 3192.6296 | 2607.7373 | 2158.5926 | 1770.5501 | 1420.787 | 1388.7497 | 1393.011 | 1557.0904 | 1533.2122 | 1501.1045 | 1542.8579 | 1607.6735 | 1643.1481 | 1717.5727 | 1703.2474 | 1774.6252 | 1871.2861 | 1897.5474 | 1958.2554 | 2017.9891 | 1977.6972 | 2124.0201 | 2121.1499 | 2097.9128 | 2157.1113 | 2283.0826 | 2363.0491 | 2329.9716 | 2314.4747 | 2567.7165 | 2653.5427 | 2707.8203 | 2688.0747 | 2852.9576 | 2906.6273 | 2776.4646 | 3020.8224 | 2925.846 | 3115.6966 | 3068.8182 | 3167.9103 | 3339.3782 | 3331.5554 | 3585.879 | 3533.1972 | 3619.6482 | 3568.0937 | 3666.5724 | 3832.8201 | 4120.6833 | 4110.1524 | 308.6767 | 276.8527 | 251.9882 | 3.8449e-18 | 3.0944e-18 | 2.4993e-18 | 1.8426e-18 | 1.2122e-18 | 5.6392e-19 |  | 963.4606 | 900.922 | 838.9361 | 777.4706 | 716.4936 | 655.9735 | 595.8788 | 536.1785 | 476.8417 | 417.8378 | 427.0302 | 436.4249 | 446.0263 | 455.8388 | 465.8673 | 476.1164 | 486.5909 | 497.2959 | 508.2364 | 519.4176 | 530.8448 | 542.5234 | 554.4589 | 566.657 | 579.1235 | 591.8642 | 604.8852 | 618.1927 | 631.7929 | 645.6924 | 659.8976 | 674.4154 | 689.2525 | 704.416 | 719.9132 | 735.7513 | 751.9378 | 768.4805 | 785.387 | 802.6655 | 820.3242 | 838.3713 | 856.8155 | 875.6654 | 894.9301 | 914.6185 | 934.7401 | 955.3044 | 976.3211 | 997.8002 | 1019.7518 | 1042.1863 | 1065.1144 | 1088.5469 | 1112.495 | 1136.9699 | 469.9617 | 416.8238 | 363.9788 | 311.3996 | 259.059 | 206.9302 | 154.9865 | 103.2012 | 51.5478 | 0 | 72.2406 | 71.487 | 70.7707 | 70.0914 | 69.4486 | 68.842 | 68.2713 | 67.736 | 67.2358 | 66.7705 | 68.2395 | 69.7408 | 71.2751 | 72.8431 | 74.4456 | 76.0835 | 77.7573 | 79.468 | 81.2162 | 83.003 | 84.8291 | 86.6953 | 88.6026 | 90.5519 | 92.544 | 94.58 | 96.6607 | 98.7873 | 100.9606 | 103.1817 | 105.4517 | 107.7717 | 110.1426 | 112.5658 | 115.0422 | 117.5731 | 120.1598 | 122.8033 | 125.5049 | 128.2661 | 131.0879 | 133.9718 | 136.9192 | 139.9314 | 143.0099 | 146.1562 | 149.3716 | 152.6578 | 156.0162 | 159.4486 | 162.9565 | 166.5415 | 170.2054 | 173.9499 | 177.7768 | 181.6879 | 123.9411 | 109.9273 | 95.9907 | 82.1242 | 68.3206 | 54.5729 | 40.874 | 27.2168 | 13.5945 | 0 | 2656.5973 | 2448.6279 | 2242.2192 | 2037.2641 | 1833.6566 | 1631.2913 | 1430.0639 | 1229.8707 | 1030.6086 | 832.1753 | 850.4831 | 869.1938 | 888.316 | 907.859 | 927.8319 | 948.2442 | 969.1056 | 990.4259 | 1012.2152 | 1034.484 | 1057.2426 | 1080.502 | 1104.273 | 1128.567 | 1153.3955 | 1178.7702 | 1204.7031 | 1231.2066 | 1258.2931 | 1285.9756 | 1314.2671 | 1343.1809 | 1372.7309 | 1402.931 | 1433.7955 | 1465.339 | 1497.5764 | 1530.5231 | 1564.1946 | 1598.6069 | 1633.7763 | 1669.7193 | 1706.4532 | 1743.9951 | 1782.363 | 1821.575 | 1861.6497 | 1902.606 | 1944.4633 | 1987.2415 | 2030.9608 | 2075.6419 | 2121.3061 | 2167.9748 | 2215.6702 | 2264.415 | 495.0635 | 439.0873 | 383.4198 | 328.0322 | 272.896 | 217.9829 | 163.2647 | 108.7134 | 54.3011 | 0 | 388.5913 | 366.3586 | 344.3457 | 322.5411 | 300.9336 | 279.5117 | 258.2644 | 237.1807 | 216.2495 | 195.4602 | 199.7603 | 204.155 | 208.6465 | 213.2367 | 217.9279 | 222.7223 | 227.6222 | 232.6299 | 237.7477 | 242.9782 | 248.3237 | 253.7868 | 259.3701 | 265.0763 | 270.908 | 276.8679 | 282.959 | 289.1841 | 295.5462 | 302.0482 | 308.6933 | 315.4845 | 322.4252 | 329.5185 | 336.7679 | 344.1768 | 351.7487 | 359.4872 | 367.3959 | 375.4786 | 383.7391 | 392.1814 | 400.8094 | 409.6272 | 418.639 | 427.849 | 437.2617 | 446.8815 | 456.7129 | 466.7606 | 477.0293 | 487.5239 | 498.2495 | 509.211 | 520.4136 | 531.8627 | 256.9613 | 227.9071 | 199.013 | 170.2642 | 141.6459 | 113.1434 | 84.7421 | 56.4274 | 28.1848 | 0 | 82.6561 | 76.488 | 70.3682 | 64.2934 | 58.2606 | 52.2666 | 46.3083 | 40.3826 | 34.4864 | 28.6169 | 29.2464 | 29.8899 | 30.5474 | 31.2195 | 31.9063 | 32.6083 | 33.3256 | 34.0588 | 34.8081 | 35.5739 | 36.3565 | 37.1563 | 37.9738 | 38.8092 | 39.663 | 40.5356 | 41.4274 | 42.3388 | 43.2702 | 44.2222 | 45.1951 | 46.1894 | 47.2055 | 48.244 | 49.3054 | 50.3901 | 51.4987 | 52.6317 | 53.7896 | 54.973 | 56.1824 | 57.4184 | 58.6816 | 59.9726 | 61.292 | 62.6404 | 64.0185 | 65.4269 | 66.8663 | 68.3373 | 69.8408 | 71.3772 | 72.9475 | 74.5524 | 76.1925 | 77.8688 | 22.2234 | 19.7106 | 17.2117 | 14.7253 | 12.2503 | 9.7852 | 7.3289 | 4.8801 | 2.4376 | 0 | 27.0174 | 54.007 | 80.9824 | 107.9574 | 134.9456 | 161.9606 | 189.0161 | 216.1258 | 243.3033 | 270.5623 | 276.5146 | 282.5979 | 288.8151 | 295.169 | 301.6628 | 308.2993 | 315.0819 | 322.0137 | 329.098 | 336.3382 | 343.7376 | 351.2998 | 359.0284 | 366.9271 | 374.9995 | 383.2495 | 391.6809 | 400.2979 | 409.1045 | 418.1048 | 427.3031 | 436.7037 | 446.3112 | 456.1301 | 466.1649 | 476.4206 | 486.9018 | 497.6137 | 508.5612 | 519.7495 | 531.184 | 542.87 | 554.8132 | 567.0191 | 579.4935 | 592.2423 | 605.2717 | 618.5877 | 632.1966 | 646.1049 | 660.3192 | 674.8462 | 689.6929 | 704.8661 | 720.3732 | 736.2214 | 661.0291 | 586.2875 | 511.9579 | 438.0021 | 364.3819 | 291.0597 | 217.9977 | 145.1586 | 72.505 | 0 | 3227.1028 | 3016.9686 | 2808.6862 | 2602.1475 | 2397.2449 | 2193.8722 | 1991.924 | 1791.2958 | 1591.8838 | 1393.5851 | 1424.244 | 1455.5774 | 1487.6001 | 1520.3273 | 1553.7745 | 1587.9575 | 1622.8926 | 1658.5962 | 1695.0853 | 1732.3772 | 1770.4895 | 1809.4403 | 1849.248 | 1889.9314 | 1931.5099 | 1974.0031 | 2017.4312 | 2061.8147 | 2107.1746 | 2153.5325 | 2200.9102 | 2249.3302 | 2298.8155 | 2349.3894 | 2401.076 | 2453.8996 | 2507.8854 | 2563.0589 | 2619.4462 | 2677.074 | 2735.9696 | 2796.161 | 2857.6765 | 2920.5454 | 2984.7974 | 3050.4629 | 3117.5731 | 3186.1597 | 3256.2553 | 3327.8929 | 3401.1065 | 3475.9309 | 3552.4013 | 3630.5542 | 3710.4264 | 3792.0557 | 1559.2184 | 1382.9198 | 1207.5931 | 1033.148 | 859.4947 | 686.5441 | 514.2073 | 342.3963 | 171.023 | 0 | 31.0948 | 61.8216 | 89.1338 | 117.8367 | 148.048 | 177.5451 | 206.7985 | 235.9959 | 265.1521 | 294.2819 | 300.1675 | 306.1709 | 312.2943 | 318.5402 | 324.911 | 331.4092 | 338.0374 | 344.7982 | 351.6941 | 358.728 | 365.9026 | 373.2206 | 380.685 | 388.2987 | 396.0647 | 403.986 | 412.0657 | 420.307 | 428.7132 | 437.2874 | 446.0332 | 455.8459 | 465.8745 | 476.1238 | 486.5985 | 497.3037 | 508.2443 | 519.4257 | 530.8531 | 542.5318 | 554.4675 | 566.6658 | 579.1325 | 591.8734 | 604.8946 | 618.2023 | 631.8027 | 645.7024 | 659.9078 | 674.4258 | 689.2632 | 704.427 | 719.9244 | 735.7627 | 751.9495 | 768.4924 | 690.0042 | 611.9864 | 534.3987 | 457.2012 | 380.354 | 303.8178 | 227.5533 | 151.5214 | 75.6832 | 0 |  | 0 | 0 | 0 | 0 | 0 | 0 | 0 | 0 | 0 | 0 | 0 | 0 | 0 | 0 | 0 | 0 | 0 | 0 | 0 | 0 | 0 | 0 | 0 | 0 | 0 | 0 | 0 | 0 | 0 | 0 | 0 | 0 | 0 | 0 | 0 | 0 | 0 | 0 | 0 | 0 | 0 | 0 | 0 | 0 | 0 | 0 | 0 | 0 | 0 | 0 | 0 | 0 | 0 | 0 | 0 | 0 | 0 | 0 | 0 | 0 | 0 | 0 | 0 | 0 | 0 | 0 |  | 0 | 0 | 0 | 0 | 0 | 0 | 0 | 0 | 0 | 0 | 0 | 0 | 0 | 0 | 0 | 0 | 0 | 0 | 0 | 0 | 0 | 0 | 0 | 0 | 0 | 0 | 0 | 0 | 0 | 0 | 0 | 0 | 0 | 0 | 0 | 0 | 0 | 0 | 0 | 0 | 0 | 0 | 0 | 0 | 0 | 0 | 0 | 0 | 0 | 0 | 0 | 0 | 0 | 0 | 0 | 0 | 0 | 0 | 0 | 0 | 0 | 0 | 0 | 0 | 0 | 0 | [67 empty] | 5278.7011 | 4885.4058 | 4635.9762 | 4132.9198 | 3488.3257 | 3075.8425 | 2724.4351 | 2280.9425 | 1840.0013 | 1445.641 | 1499.4925 | 1497.864 | 1563.7637 | 1513.4233 | 1636.4609 | 1624.2109 | 1731.2606 | 1690.2456 | 1696.1344 | 1822.2328 | 1856.5324 | 1924.6365 | 2020.4415 | 1955.6731 | 2005.1986 | 2130.045 | 2091.2923 | 2140.6718 | 2219.9156 | 2352.9637 | 2303.9215 | 2308.9702 | 2422.4693 | 2571.7731 | 2567.935 | 2732.4213 | 2788.3542 | 2849.8614 | 2766.2997 | 3013.8695 | 2889.2685 | 3176.0819 | 3022.5581 | 3293.2119 | 3248.5669 | 3293.4448 | 3435.3446 | 3375.9144 | 3549.3377 | 3525.6643 | 3614.7842 | 3699.8818 | 3781.3924 | 3926.0257 | 4081.969 | 4158.4052 | 313.4673 | 284.5756 | 236.234 | 3.8647e-18 | 3.1559e-18 | 2.5248e-18 | 1.7762e-18 | 1.2283e-18 | 5.8753e-19 |  | 5301.4357 | 4668.1318 | 4371.2931 | 4078.1272 | 3566.4302 | 2948.1407 | 2775.3909 | 2187.3499 | 1887.2301 | 1442.6263 | 1433.1882 | 1511.0228 | 1510.5802 | 1541.8881 | 1580.4163 | 1631.3708 | 1579.2472 | 1661.6775 | 1730.1794 | 1817.2151 | 1794.7432 | 1902.6339 | 1966.8944 | 2016.1309 | 1940.939 | 2060.0383 | 2119.9405 | 2156.7008 | 2202.2577 | 2173.4707 | 2139.5647 | 2220.953 | 2318.4447 | 2459.2113 | 2395.0277 | 2536.9906 | 2522.6297 | 2473.468 | 2702.3926 | 2657.3337 | 2856.6726 | 2810.6262 | 2848.0964 | 2875.0412 | 2983.9261 | 3034.1237 | 3205.6441 | 3143.5113 | 3216.9988 | 3365.6909 | 3334.1586 | 3535.9107 | 3586.6014 | 3794.9067 | 3930.7796 | 3804.5575 | 294.3565 | 253.9573 | 230.468 | 3.6545e-18 | 2.946e-18 | 2.3107e-18 | 1.6912e-18 | 1.0747e-18 | 5.645e-19 |  | 5056.475 | 4928.3881 | 4302.7244 | 3762.8083 | 3440.8815 | 3020.1994 | 2503.9378 | 2142.9647 | 1813.5406 | 1332.7505 | 1353.8527 | 1419.5607 | 1445.9266 | 1514.3582 | 1581.4637 | 1629.8448 | 1554.1248 | 1677.6537 | 1679.3283 | 1672.2407 | 1764.9251 | 1841.2488 | 1834.635 | 1860.3387 | 1907.116 | 1969.9208 | 1925.5782 | 2046.6489 | 1963.588 | 2070.7732 | 2207.2242 | 2242.3736 | 2320.1828 | 2269.1934 | 2423.1642 | 2348.7792 | 2464.8361 | 2661.9626 | 2570.6166 | 2684.059 | 2708.381 | 2800.0056 | 2925.9504 | 2953.0651 | 3011.861 | 3120.5087 | 3176.8216 | 3242.4745 | 3360.6717 | 3177.6479 | 3521.0105 | 3372.3667 | 3684.5313 | 3674.882 | 3834.5773 | 3776.9773 | 279.6345 | 263.7601 | 223.7243 | 3.6477e-18 | 2.9337e-18 | 2.3558e-18 | 1.7464e-18 | 1.0537e-18 | 5.4403e-19
OH-3PH | 11.46% | 10.72% | CV-G65 | Springfield | 202178 | 202178: CV-G65 L2P206 | 521921 | 654678 | 3PH | OH | 5.5 | Zone 1 | 173 | 4138361 | Main line feed backs up BV-G44 | 339 Customers on CV-G65 and 792 on BV-G44 |  |  | 4808445.5068 |  | 3984026.2577 | 824419.2491 | 169562.6427 | 5876.8351 | 0 | 81407.2077 | 1739642.4757 | 0 | 0 | 64326.8853 | 165780.4 | 170505.355 | 174727.3385 |  |  |  |  | 44773.1105 | 89435.2276 | 133834.0142 | 178017.039 | 222028.923 | 265911.5814 | 309704.4205 | 353444.5383 | 397152.5909 | 440830.9968 | 428821.2794 | 416918.5735 | 405311.5691 | 393940.4369 | 382748.9967 | 371684.4162 | 360696.966 | 349739.7695 | 338786.3728 | 327832.9761 | 316993.8314 | 306499.9055 | 296473.0453 | 286923.5261 | 277861.8496 | 269298.7481 | 261245.1905 | 253712.3866 | 246711.7931 | 240255.1185 | 234212.3013 | 228308.4546 | 222404.6078 | 216500.761 | 210596.9143 | 204693.0675 | 198789.2208 | 192885.374 | 186981.5272 | 181077.6805 | 175173.8337 | 169269.987 | 163366.1402 | 157462.2935 | 151558.4467 | 145654.5999 | 139750.7532 | 133846.9064 | 127943.0597 | 122039.2129 | 108125.7774 | 94570.3976 | 81380.9506 | 68565.487 | 56132.2345 | 44089.6015 | 32446.1819 | 21210.7582 | 10392.3065 | 9.3791e-12 | 9.3791e-12 | 9.3791e-12 | 9.3791e-12 | 0 | 0 | 0 | 6683.453 | 13513.942 | 20494.7017 | 27629.0382 | 34920.33 | 42372.0303 | 49987.668 | 57770.8497 | 57770.8497 | 73854.6702 | 73854.6702 | 73854.6702 | 73854.6702 | 73854.6702 | 73854.6702 | 73854.6702 | 73854.6702 | 73854.6702 | 73854.6702 | 73854.6702 | 73854.6702 | 73854.6702 | 73854.6702 | 73854.6702 | 73854.6702 | 73854.6702 | 73854.6702 | 73854.6702 | 73854.6702 | 73854.6702 | 73854.6702 | 73854.6702 | 73854.6702 | 73854.6702 | 73854.6702 | 73854.6702 | 73854.6702 | 73854.6702 | 73854.6702 | 73854.6702 | 73854.6702 | 73854.6702 | 73854.6702 | 73854.6702 | 73854.6702 | 73854.6702 | 73854.6702 | 73854.6702 | 73854.6702 | 73854.6702 | 67171.2172 | 60340.7282 | 53359.9685 | 46225.632 | 38934.3401 | 31482.6399 | 23867.0022 | 16083.8205 | 8129.4088 | 0 | 0 | 0 | 0 | 0 | 0 | 0 | 18813.6429 | 18063.654 | 15895.508 | 15615.0107 | 14246.3833 | 12770.6405 | 10740.8208 | 9245.6968 | 8012.3496 | 6986.0019 | 6828.4746 | 6849.4274 | 7656.2048 | 7538.7962 | 7380.9226 | 7586.2237 | 7904.922 | 8079.3502 | 8445.2957 | 8374.8583 | 8725.8224 | 9201.1038 | 9330.2305 | 9628.7313 | 9922.4416 | 9724.3264 | 10443.7953 | 10429.6824 | 10315.4259 | 10606.5044 | 11225.9048 | 11619.0995 | 11456.4575 | 11380.2597 | 12625.4482 | 13047.4552 | 13314.3376 | 13217.2487 | 14027.9768 | 14291.8704 | 13651.8612 | 14853.3675 | 14386.369 | 15319.8633 | 15089.3623 | 15576.5976 | 16419.7043 | 4574.4856 | 4272.9714 | 3597.286 | 3085.0661 | 2475.5069 | 1988.211 | 1523.1393 | 1066.9161 | 520.108 | 0 | 0 | 0 | 0 | 0 | 0 | 0 | 0 | 0 |  | 528.6293 | 500.011 | 471.6901 | 443.6518 | 415.8814 | 388.3644 | 361.0866 | 334.0337 | 307.1916 | 280.5465 | 286.7185 | 293.0263 | 299.4729 | 306.0613 | 312.7946 | 319.6761 | 326.709 | 333.8966 | 341.2423 | 348.7496 | 356.4221 | 364.2634 | 372.2772 | 380.4673 | 388.8376 | 397.392 | 406.1347 | 415.0696 | 424.2011 | 433.5336 | 443.0713 | 452.8189 | 462.7809 | 472.9621 | 483.3672 | 494.0013 | 504.8693 | 515.9765 | 527.328 | 538.9292 | 550.7856 | 562.9029 | 575.2868 | 587.9431 | 600.8778 | 614.0971 | 627.6073 | 317.5275 | 281.6251 | 245.9206 | 210.3957 | 175.032 | 139.8115 | 104.7159 | 69.7274 | 34.828 | 0 | 0 | 0 | 0 | 0 | 0 | 0 | 0 | 0 | 0 | 0 | 0 | 0 | 0 | 0 | 0 | 0 | 0 | 0 | 0 | 0 | 0 | 0 | 0 | 0 | 0 | 0 | 0 | 0 | 0 | 0 | 0 | 0 | 0 | 0 | 0 | 0 | 0 | 0 | 0 | 0 | 0 | 0 | 0 | 0 | 0 | 0 | 0 | 0 | 0 | 0 | 0 | 0 | 0 | 0 | 0 | 0 | 0 | 0 | 0 | 0 | 0 | 0 | 0 | 0 | 0 | 0 | 0 | 0 | 0 | 0 | 0 | 0 | 0 | 0 | 0 | 0 | 0 | 0 | 0 | 0 | 0 | 0 | 0 | 0 | 0 | 0 | 0 | 0 | 0 | 0 | 0 | 0 | 0 | 0 | 0 | 0 | 0 | 0 | 0 | 0 | 0 | 0 | 0 | 0 | 0 | 0 | 0 | 0 | 0 | 0 | 0 | 0 | 0 | 0 | 0 | 0 | 0 | 0 | 0 | 0 | 0 | 0 | 0 | 0 | 0 | 0 | 0 | 0 | 0 | 0 | 0 | 0 | 0 | 0 | 0 | 0 | 0 | 0 | 0 | 0 | 0 | 0 | 0 | 0 | 0 | 0 | 0 | 0 | 0 | 0 | 0 | 0 | 0 | 0 | 0 | 0 | 0 | 0 | 0 | 0 | 0 | 0 | 0 | 0 | 0 | 0 | 0 | 0 | 0 | 0 | 0 | 0 | 0 | 0 | 0 | 0 | 0 | 0 | 0 | 0 | 0 | 0 | 0 | 0 | 0 | 0 | 0 | 0 | 0 | 0 | 0 | 0 | 0 | 0 | 0 | 0 | 0 | 0 | 0 | 0 | 0 | 0 | 0 | 0 | 0 | 0 | 0 | 0 | 0 | 0 | 0 | 0 | 0 | 0 | 0 | 0 | 0 | 0 | 0 | 0 | 0 | 0 | 0 | 0 | 0 | 0 | 0 | 0 | 0 | 0 | 0 | 0 | 0 | 0 | 0 | 0 | 0 | 0 | 0 | 0 | 0 | 0 | 0 | 0 | 0 | 0 | 0 | 0 | 0 | 0 | 0 | 0 | 0 | 0 | 0 | 0 | 0 | 0 | 0 | 0 | 0 | 0 | 0 | 0 | 0 | 0 | 0 | 0 | 0 | 0 | 0 | 0 | 0 | 0 | 0 | 0 | 0 | 0 | 0 | 0 | 0 | 0 | 0 | 0 | 0 | 0 | 0 | 0 | 0 | 0 | 0 | 0 | 0 | 0 | 0 | 0 | 0 | 0 | 0 | 0 | 0 | 0 | 0 | 0 | 0 | 0 | 0 | 0 | 0 | 0 | 0 | 0 | 0 | 0 | 0 | 0 | 0 | 0 | 0 | 0 | 0 | 0 | 0 | 0 | 0 | 0 | 0 | 0 | 0 | 0 | 0 | 0 | 0 | 0 | 0 | 0 | 0 | 0 | 0 | 0 | 0 | 0 | 0 | 0 | 0 | 0 | 0 | 0 | 0 | 0 | 0 | 0 | 0 | 0 | 0 | 0 | 0 | 0 | 0 | 0 | 0 | 0 | 0 | 0 | 0 | 0 | 0 | 0 | 0 | 0 | 0 | 0 | 0 | 0 | 0 | 0 | 0 | 0 | 0 | 0 | 0 | 0 | 0 | 0 | 0 | 0 | 0 | 0 | 0 | 0 | 0 | 0 | 0 | 0 | 0 | 0 | 0 | 0 | 0 | 0 | 0 | 0 | 0 | 0 | 0 | 493.2878 | 980.736 | 1414.016 | 1869.358 | 2348.6293 | 2816.5702 | 3280.6459 | 3743.8325 | 4206.3661 | 4668.4807 | 4761.8503 | 4857.0874 | 4954.2291 | 5053.3137 | 5154.38 | 5257.4676 | 5362.6169 | 5469.8692 | 5579.2666 | 5690.852 | 5804.669 | 5920.7624 | 6039.1776 | 6159.9612 | 6283.1604 | 6408.8236 | 6537.0001 | 6667.7401 | 6801.0949 | 6937.1168 | 7075.8591 | 7231.528 | 7390.6216 | 7553.2153 | 7719.3861 | 7889.2125 | 8062.7752 | 8240.1563 | 8421.4397 | 8606.7114 | 8796.059 | 8989.5723 | 9187.3429 | 9389.4645 | 9596.0327 | 9807.1454 | 10022.9026 | 8999.2371 | 7981.7061 | 6969.7847 | 5962.9515 | 4960.6884 | 3962.4807 | 2967.8164 | 1976.1859 | 987.0821 | 0 | 0 | 0 | 0 | 0 | 0 | 0 | 0 | 0 | 0 |  | 0 | 0 | 0 | 0 | 0 | 0 | 0 | 0 | 0 | 0 | 0 | 0 | 0 | 0 | 0 | 0 | 0 | 0 | 0 | 0 | 0 | 0 | 0 | 0 | 0 | 0 | 0 | 0 | 0 | 0 | 0 | 0 | 0 | 0 | 0 | 0 | 0 | 0 | 0 | 0 | 0 | 0 | 0 | 0 | 0 | 0 | 0 | 0 | 0 | 0 | 0 | 0 | 0 | 0 | 0 | 0 | 0 | 0 | 0 | 0 | 0 | 0 | 0 | 0 | 0 | 0 |  | 0 | 0 | 0 | 0 | 0 | 0 | 0 | 0 | 0 | 0 | 0 | 0 | 0 | 0 | 0 | 0 | 0 | 0 | 0 | 0 | 0 | 0 | 0 | 0 | 0 | 0 | 0 | 0 | 0 | 0 | 0 | 0 | 0 | 0 | 0 | 0 | 0 | 0 | 0 | 0 | 0 | 0 | 0 | 0 | 0 | 0 | 0 | 0 | 0 | 0 | 0 | 0 | 0 | 0 | 0 | 0 | 0 | 0 | 0 | 0 | 0 | 0 | 0 | 0 | 0 | 0 | [67 empty] | 19526.9023 | 18259.9192 | 17541.5309 | 15870.7817 | 13640.2664 | 12303.4873 | 11221.4789 | 9769.7469 | 8326.64 | 7108.209 | 7372.9963 | 7364.9889 | 7689.0174 | 7441.494 | 8046.4693 | 7986.236 | 8512.5992 | 8310.9284 | 8339.8836 | 8959.9087 | 9128.5598 | 9463.4273 | 9934.5001 | 9616.0339 | 9859.5508 | 10473.4195 | 10282.8729 | 10525.6717 | 10915.3127 | 11569.5098 | 11328.3697 | 11353.194 | 11911.2685 | 12645.3945 | 12626.5223 | 13435.3005 | 13710.3224 | 14012.753 | 13601.8803 | 14819.1799 | 14206.5176 | 15616.7773 | 14861.9019 | 16192.7052 | 15973.1856 | 16193.8499 | 16891.5709 | 4635.3939 | 4229.4285 | 3589.6165 | 3080.9205 | 2566.9401 | 2050.4726 | 1560.1786 | 1056.8923 | 526.214 | 0 | 0 | 0 | 0 | 0 | 0 | 0 | 0 | 0 |  | 19611.0019 | 17447.826 | 16540.0274 | 15660.3731 | 13945.6757 | 11792.6753 | 11431.357 | 9368.8703 | 8540.3666 | 7093.3856 | 7046.9785 | 7429.6911 | 7427.5146 | 7581.4553 | 7770.8985 | 8021.4412 | 7765.1501 | 8170.4591 | 8507.2827 | 8935.2366 | 8824.7428 | 9355.2406 | 9671.2091 | 9913.3047 | 9543.5863 | 10129.1973 | 10423.7359 | 10604.4862 | 10828.4891 | 10686.9439 | 10520.2281 | 10920.4136 | 11399.7802 | 12091.9287 | 11776.3383 | 12474.3691 | 12403.7566 | 12162.0289 | 13287.6497 | 13066.0955 | 14046.2436 | 13819.8337 | 14004.0747 | 14136.5621 | 14671.9482 | 14918.7698 | 15762.1347 | 4316.2863 | 3833.41 | 3426.7414 | 2841.7402 | 2453.1787 | 1944.8465 | 1508.0727 | 1017.7468 | 481.4374 | 0 | 0 | 0 | 0 | 0 | 0 | 0 | 0 | 0 |  | 18704.8464 | 18420.5719 | 16280.5782 | 14449.5205 | 13454.7474 | 12080.9127 | 10313.2886 | 9178.7593 | 8206.8963 | 6553.1272 | 6656.8864 | 6979.9725 | 7109.6134 | 7446.091 | 7776.0482 | 8013.9382 | 7641.6231 | 8249.014 | 8257.2481 | 8222.3986 | 8678.127 | 9053.4102 | 9020.8903 | 9147.2755 | 9377.2788 | 9686.0899 | 9468.0573 | 10063.3614 | 9654.9514 | 10181.9806 | 10852.9095 | 11025.7388 | 11408.3263 | 11157.6115 | 11914.6853 | 11548.9344 | 12119.5859 | 13088.8556 | 12639.7079 | 13197.5033 | 13317.0948 | 13767.6121 | 14386.8823 | 14520.2052 | 14809.3043 | 15343.5243 | 15620.4144 | 4452.1706 | 4004.612 | 3235.2874 | 3000.9961 | 2339.7135 | 1997.9493 | 1460.3756 | 992.8383 | 477.9473 | 0 | 0 | 0 | 0 | 0 | 0 | 0 | 0 | 0
OH-3PH | 7.624% | 7.21% | BV-G43 | Springfield | 203031 | 203031: L43 P57 BV-G43 Mainline | Sub | 0 | 3PH | OH | 3.7 | Zone 1 | 716 | 2754059 |  |  |  |  | 3199996.9611 |  | 2651349.984 | 548646.9771 | 114069.4142 | 109101.0723 | 0 | 500638.1135 | 13463646.3902 | 0 | 0 | 43274.4501 | 111524.9964 | 114703.6024 | 117543.8459 |  |  |  |  | 29796.286 | 59518.7064 | 89065.8817 | 118469.4686 | 147759.1621 | 176962.8566 | 206106.7767 | 235215.6111 | 264303.1063 | 293370.8717 | 285378.4636 | 277457.271 | 269732.8664 | 262165.4335 | 254717.5848 | 247354.1607 | 240042.0663 | 232750.1057 | 225460.6737 | 218171.2418 | 210957.844 | 203974.1877 | 197301.3612 | 190946.203 | 184915.7015 | 179216.9994 | 173857.3962 | 168844.3521 | 164185.4913 | 159888.606 | 155867.1407 | 151938.1596 | 148009.1785 | 144080.1973 | 140151.2162 | 136222.235 | 132293.2539 | 128364.2728 | 124435.2916 | 120506.3105 | 116577.3294 | 112648.3482 | 108719.3671 | 104790.386 | 100861.4048 | 96932.4237 | 93003.4426 | 89074.4614 | 85145.4803 | 81216.4992 | 71957.1759 | 62936.137 | 54158.6245 | 45629.9962 | 37355.7274 | 29341.4141 | 21592.7753 | 14115.6558 | 6916.0291 | 6.2417e-12 | 6.2417e-12 | 6.2417e-12 | 6.2417e-12 | 0 | 0 | 0 | 4447.8053 | 8993.4623 | 13639.1237 | 18386.9897 | 23239.3088 | 28198.3789 | 33266.5485 | 38446.2179 | 38446.2179 | 49149.9217 | 49149.9217 | 49149.9217 | 49149.9217 | 49149.9217 | 49149.9217 | 49149.9217 | 49149.9217 | 49149.9217 | 49149.9217 | 49149.9217 | 49149.9217 | 49149.9217 | 49149.9217 | 49149.9217 | 49149.9217 | 49149.9217 | 49149.9217 | 49149.9217 | 49149.9217 | 49149.9217 | 49149.9217 | 49149.9217 | 49149.9217 | 49149.9217 | 49149.9217 | 49149.9217 | 49149.9217 | 49149.9217 | 49149.9217 | 49149.9217 | 49149.9217 | 49149.9217 | 49149.9217 | 49149.9217 | 49149.9217 | 49149.9217 | 49149.9217 | 49149.9217 | 49149.9217 | 49149.9217 | 44702.1164 | 40156.4594 | 35510.798 | 30762.932 | 25910.6129 | 20951.5428 | 15883.3732 | 10703.7038 | 5410.0818 | 0 | 0 | 0 | 0 | 0 | 0 | 0 | 12656.4507 | 12151.9127 | 10693.3418 | 10504.6435 | 9583.9306 | 8591.1581 | 7225.6431 | 6219.8324 | 5390.1261 | 4699.674 | 4593.7011 | 4607.7966 | 5150.5378 | 5071.5538 | 4965.3479 | 5103.4596 | 5317.8566 | 5435.1992 | 5681.3808 | 5633.9956 | 5870.0987 | 6189.8335 | 6276.7005 | 6477.5102 | 6675.0971 | 6541.8196 | 7025.8259 | 7016.3318 | 6939.4683 | 7135.2848 | 7551.9723 | 7816.4851 | 7707.0714 | 7655.8111 | 8493.4833 | 8777.3789 | 8956.918 | 8891.6037 | 9437.0026 | 9614.531 | 9183.9794 | 9992.2654 | 9678.1028 | 10306.0898 | 10151.0255 | 10478.802 | 11045.9829 | 3077.3812 | 2874.5444 | 2419.9924 | 2075.4081 | 1665.341 | 1337.5238 | 1024.6573 | 717.7436 | 349.8909 | 0 | 0 | 0 | 0 | 0 | 0 | 0 | 0 | 0 |  | 9813.7901 | 9282.5033 | 8756.7371 | 8236.2167 | 7720.6703 | 7209.829 | 6703.4267 | 6201.2 | 5702.8879 | 5208.2321 | 5322.8132 | 5439.9151 | 5559.5932 | 5681.9043 | 5806.9062 | 5934.6581 | 6065.2206 | 6198.6554 | 6335.0259 | 6474.3964 | 6616.8331 | 6762.4035 | 6911.1763 | 7063.2222 | 7218.6131 | 7377.4226 | 7539.7259 | 7705.5999 | 7875.1231 | 8048.3758 | 8225.44 | 8406.3997 | 8591.3405 | 8780.35 | 8973.5177 | 9170.9351 | 9372.6957 | 9578.895 | 9789.6307 | 10005.0025 | 10225.1126 | 10450.0651 | 10679.9665 | 10914.9258 | 11155.0541 | 11400.4653 | 11651.2756 | 5894.7695 | 5228.2563 | 4565.4175 | 3905.9116 | 3249.3993 | 2595.5434 | 1944.0085 | 1294.4609 | 646.5683 | 0 | 0 | 0 | 0 | 0 | 0 | 0 | 0 | 0 | 0 | 0 | 0 | 0 | 0 | 0 | 0 | 0 | 0 | 0 | 0 | 0 | 0 | 0 | 0 | 0 | 0 | 0 | 0 | 0 | 0 | 0 | 0 | 0 | 0 | 0 | 0 | 0 | 0 | 0 | 0 | 0 | 0 | 0 | 0 | 0 | 0 | 0 | 0 | 0 | 0 | 0 | 0 | 0 | 0 | 0 | 0 | 0 | 0 | 0 | 0 | 0 | 0 | 0 | 0 | 0 | 0 | 0 | 0 | 0 | 0 | 0 | 0 | 0 | 0 | 0 | 0 | 0 | 0 | 0 | 0 | 0 | 0 | 0 | 0 | 0 | 0 | 0 | 0 | 0 | 0 | 0 | 0 | 0 | 0 | 0 | 0 | 0 | 0 | 0 | 0 | 0 | 0 | 0 | 0 | 0 | 0 | 0 | 0 | 0 | 0 | 0 | 0 | 0 | 0 | 0 | 0 | 0 | 0 | 0 | 0 | 0 | 0 | 0 | 0 | 0 | 0 | 0 | 0 | 0 | 0 | 0 | 0 | 0 | 0 | 0 | 0 | 0 | 0 | 0 | 0 | 0 | 0 | 0 | 0 | 0 | 0 | 0 | 0 | 0 | 0 | 0 | 0 | 0 | 0 | 0 | 0 | 0 | 0 | 0 | 0 | 0 | 0 | 0 | 0 | 0 | 0 | 0 | 0 | 0 | 0 | 0 | 0 | 0 | 0 | 0 | 0 | 0 | 0 | 0 | 0 | 0 | 0 | 0 | 0 | 0 | 0 | 0 | 0 | 0 | 0 | 0 | 0 | 0 | 0 | 0 | 0 | 0 | 0 | 0 | 0 | 0 | 0 | 0 | 0 | 0 | 0 | 0 | 0 | 0 | 0 | 0 | 0 | 0 | 0 | 0 | 0 | 0 | 0 | 0 | 0 | 0 | 0 | 0 | 0 | 0 | 0 | 0 | 0 | 0 | 0 | 0 | 0 | 0 | 0 | 0 | 0 | 0 | 0 | 0 | 0 | 0 | 0 | 0 | 0 | 0 | 0 | 0 | 0 | 0 | 0 | 0 | 0 | 0 | 0 | 0 | 0 | 0 | 0 | 0 | 0 | 0 | 0 | 0 | 0 | 0 | 0 | 0 | 0 | 0 | 0 | 0 | 0 | 0 | 0 | 0 | 0 | 0 | 0 | 0 | 0 | 0 | 0 | 0 | 0 | 0 | 0 | 0 | 0 | 0 | 0 | 0 | 0 | 0 | 0 | 0 | 0 | 0 | 0 | 0 | 0 | 0 | 0 | 0 | 0 | 0 | 0 | 0 | 0 | 0 | 0 | 0 | 0 | 0 | 0 | 0 | 0 | 0 | 0 | 0 | 0 | 0 | 0 | 0 | 0 | 0 | 0 | 0 | 0 | 0 | 0 | 0 | 0 | 0 | 0 | 0 | 0 | 0 | 0 | 0 | 0 | 0 | 0 | 0 | 0 | 0 | 0 | 0 | 0 | 0 | 0 | 0 | 0 | 0 | 0 | 0 | 0 | 0 | 0 | 0 | 0 | 0 | 0 | 0 | 0 | 0 | 0 | 0 | 0 | 0 | 0 | 0 | 0 | 0 | 0 | 0 | 0 | 0 | 0 | 0 | 0 | 0 | 0 | 0 | 0 | 0 | 0 | 0 | 0 | 0 | 0 | 0 | 0 | 0 | 0 | 0 | 0 | 0 | 0 | 0 | 0 | 0 | 0 | 0 | 0 | 0 | 0 | 331.8481 | 659.7678 | 951.2471 | 1257.5681 | 1579.987 | 1894.7836 | 2206.98 | 2518.5783 | 2829.7372 | 3140.6143 | 3203.4266 | 3267.4951 | 3332.845 | 3399.5019 | 3467.492 | 3536.8418 | 3607.5786 | 3679.7302 | 3753.3248 | 3828.3913 | 3904.9591 | 3983.0583 | 4062.7195 | 4143.9739 | 4226.8534 | 4311.3904 | 4397.6182 | 4485.5706 | 4575.282 | 4666.7877 | 4760.1234 | 4864.8461 | 4971.8727 | 5081.2539 | 5193.0415 | 5307.2884 | 5424.0488 | 5543.3779 | 5665.3322 | 5789.9695 | 5917.3488 | 6047.5305 | 6180.5762 | 6316.5488 | 6455.5129 | 6597.5342 | 6742.6799 | 6054.0322 | 5369.5114 | 4688.7642 | 4011.4401 | 3337.1904 | 2665.6689 | 1996.531 | 1329.4341 | 664.037 | 0 | 0 | 0 | 0 | 0 | 0 | 0 | 0 | 0 | 0 |  | 0 | 0 | 0 | 0 | 0 | 0 | 0 | 0 | 0 | 0 | 0 | 0 | 0 | 0 | 0 | 0 | 0 | 0 | 0 | 0 | 0 | 0 | 0 | 0 | 0 | 0 | 0 | 0 | 0 | 0 | 0 | 0 | 0 | 0 | 0 | 0 | 0 | 0 | 0 | 0 | 0 | 0 | 0 | 0 | 0 | 0 | 0 | 0 | 0 | 0 | 0 | 0 | 0 | 0 | 0 | 0 | 0 | 0 | 0 | 0 | 0 | 0 | 0 | 0 | 0 | 0 |  | 0 | 0 | 0 | 0 | 0 | 0 | 0 | 0 | 0 | 0 | 0 | 0 | 0 | 0 | 0 | 0 | 0 | 0 | 0 | 0 | 0 | 0 | 0 | 0 | 0 | 0 | 0 | 0 | 0 | 0 | 0 | 0 | 0 | 0 | 0 | 0 | 0 | 0 | 0 | 0 | 0 | 0 | 0 | 0 | 0 | 0 | 0 | 0 | 0 | 0 | 0 | 0 | 0 | 0 | 0 | 0 | 0 | 0 | 0 | 0 | 0 | 0 | 0 | 0 | 0 | 0 | [67 empty] | 13136.2797 | 12283.9457 | 11800.6662 | 10676.7077 | 9176.1792 | 8276.8914 | 7548.9949 | 6572.3752 | 5601.5578 | 4781.886 | 4960.0157 | 4954.6289 | 5172.6117 | 5006.0959 | 5413.0794 | 5372.5588 | 5726.6576 | 5590.9882 | 5610.4671 | 6027.575 | 6141.0311 | 6366.3056 | 6683.2092 | 6468.9682 | 6632.7887 | 7045.755 | 6917.5691 | 7080.9064 | 7343.0286 | 7783.1248 | 7620.9032 | 7637.6032 | 8013.0352 | 8506.9017 | 8494.2059 | 9038.2931 | 9223.3078 | 9426.7611 | 9150.3559 | 9969.2665 | 9557.1118 | 10505.832 | 9998.0067 | 10893.2744 | 10745.5976 | 10894.0445 | 11363.4205 | 3118.3559 | 2845.2519 | 2414.8329 | 2072.6192 | 1726.8506 | 1379.4088 | 1049.5747 | 711.0003 | 353.9985 | 0 | 0 | 0 | 0 | 0 | 0 | 0 | 0 | 0 |  | 13192.8558 | 11737.6284 | 11126.9276 | 10535.1601 | 9381.6364 | 7933.2543 | 7690.1856 | 6302.6945 | 5745.3376 | 4771.9139 | 4740.6947 | 4998.1558 | 4996.6916 | 5100.2517 | 5227.6953 | 5396.2423 | 5223.8282 | 5496.4907 | 5723.0811 | 6010.9773 | 5936.6451 | 6293.5255 | 6506.0861 | 6668.9504 | 6420.2308 | 6814.1873 | 7012.3314 | 7133.9271 | 7284.62 | 7189.3986 | 7077.2444 | 7346.4601 | 7668.943 | 8134.5702 | 7922.264 | 8391.8483 | 8344.3453 | 8181.7285 | 8938.9644 | 8789.9188 | 9449.2912 | 9296.979 | 9420.923 | 9510.0509 | 9870.2197 | 10036.2633 | 10603.6179 | 2903.6835 | 2578.8394 | 2305.2624 | 1911.7161 | 1650.3202 | 1308.3513 | 1014.5216 | 684.666 | 323.876 | 0 | 0 | 0 | 0 | 0 | 0 | 0 | 0 | 0 |  | 12583.2603 | 12392.0211 | 10952.389 | 9720.5865 | 9051.3756 | 8127.1595 | 6938.0305 | 6174.8017 | 5521.003 | 4408.4674 | 4478.2691 | 4695.6178 | 4782.8308 | 5009.1885 | 5231.1597 | 5391.1948 | 5140.7283 | 5549.3367 | 5554.876 | 5531.4318 | 5838.0127 | 6090.476 | 6068.5989 | 6153.6217 | 6308.3512 | 6516.0968 | 6369.4204 | 6769.8977 | 6495.1491 | 6849.696 | 7301.0482 | 7417.3152 | 7674.6922 | 7506.0295 | 8015.3337 | 7769.2831 | 8153.176 | 8805.2301 | 8503.0762 | 8878.3204 | 8958.7729 | 9261.8482 | 9678.4481 | 9768.138 | 9962.6229 | 10322.0073 | 10508.2788 | 2995.0966 | 2694.0117 | 2176.4661 | 2018.8519 | 1573.9891 | 1344.075 | 982.4345 | 667.9094 | 321.5282 | 0 | 0 | 0 | 0 | 0 | 0 | 0 | 0 | 0
OH-3PH | 5.564% | 5.261% | CS-G34 | Royalton | 203325 | 203325: Chelsea L6 Zone 2 L6 P327 | 0 | 0 | 3PH | OH | 2.7 | Zone 1 | 569 | 2009727 | Maineline Feeder backup to BE-G29 | 1877 customers on the BE-G29 would be backed up and 871 on the CS-G34 |  |  | 2335142.527 |  | 1934776.8691 | 400365.6579 | 83239.8428 | 2390.3505 | 0 | 207692.2006 | 7821086.7603 | 0 | 0 | 31578.6528 | 81383.1055 | 83702.6288 | 85775.2389 |  |  |  |  | 21743.3252 | 43432.7483 | 64994.2892 | 86451.0491 | 107824.6971 | 129135.5889 | 150402.8614 | 171644.5307 | 192870.628 | 214082.3279 | 208250.0061 | 202469.6526 | 196832.9017 | 191310.6982 | 185875.7592 | 180502.4276 | 175166.553 | 169845.3706 | 164526.0335 | 159206.6964 | 153942.844 | 148846.6414 | 143977.2615 | 139339.6945 | 134939.0402 | 130780.5107 | 126869.4328 | 123211.2505 | 119811.5273 | 116675.9494 | 113741.3545 | 110874.2484 | 108007.1423 | 105140.0361 | 102272.93 | 99405.8238 | 96538.7177 | 93671.6115 | 90804.5054 | 87937.3993 | 85070.2931 | 82203.187 | 79336.0808 | 76468.9747 | 73601.8686 | 70734.7624 | 67867.6563 | 65000.5501 | 62133.444 | 59266.3379 | 52509.5066 | 45926.5592 | 39521.3211 | 33297.7018 | 27259.6971 | 21411.3903 | 15756.9549 | 10300.6561 | 5046.8528 | 4.5548e-12 | 4.5548e-12 | 4.5548e-12 | 4.5548e-12 | 0 | 0 | 0 | 3245.7091 | 6562.8238 | 9952.915 | 13417.5883 | 16958.4843 | 20577.2801 | 24275.6893 | 28055.4636 | 28055.4636 | 35866.3067 | 35866.3067 | 35866.3067 | 35866.3067 | 35866.3067 | 35866.3067 | 35866.3067 | 35866.3067 | 35866.3067 | 35866.3067 | 35866.3067 | 35866.3067 | 35866.3067 | 35866.3067 | 35866.3067 | 35866.3067 | 35866.3067 | 35866.3067 | 35866.3067 | 35866.3067 | 35866.3067 | 35866.3067 | 35866.3067 | 35866.3067 | 35866.3067 | 35866.3067 | 35866.3067 | 35866.3067 | 35866.3067 | 35866.3067 | 35866.3067 | 35866.3067 | 35866.3067 | 35866.3067 | 35866.3067 | 35866.3067 | 35866.3067 | 35866.3067 | 35866.3067 | 35866.3067 | 35866.3067 | 32620.5976 | 29303.4829 | 25913.3916 | 22448.7184 | 18907.8224 | 15289.0266 | 11590.6173 | 7810.8431 | 3947.9137 | 0 | 0 | 0 | 0 | 0 | 0 | 0 | 9235.7883 | 8867.612 | 7803.2494 | 7665.5507 | 6993.6791 | 6269.2235 | 5272.7666 | 4538.7966 | 3933.3352 | 3429.4919 | 3352.1603 | 3362.4462 | 3758.5005 | 3700.8636 | 3623.362 | 3724.1462 | 3880.5981 | 3966.2265 | 4145.8724 | 4111.2941 | 4283.5855 | 4516.9055 | 4580.295 | 4726.8317 | 4871.0168 | 4773.7602 | 5126.954 | 5120.0259 | 5063.9363 | 5206.8294 | 5510.8987 | 5703.9216 | 5624.0791 | 5586.6729 | 6197.9473 | 6405.1144 | 6536.1294 | 6488.4675 | 6886.4613 | 7016.0091 | 6701.8228 | 7291.6531 | 7062.3993 | 7520.6601 | 7407.5051 | 7646.6934 | 8060.5821 | 2245.6566 | 2097.6405 | 1765.9404 | 1514.487 | 1215.2488 | 976.0309 | 747.7229 | 523.7588 | 255.3258 | 0 | 0 | 0 | 0 | 0 | 0 | 0 | 0 | 0 |  | 215.0153 | 203.3751 | 191.8558 | 180.4514 | 169.1561 | 157.9638 | 146.8688 | 135.8652 | 124.9475 | 114.1098 | 116.6202 | 119.1858 | 121.8079 | 124.4877 | 127.2264 | 130.0254 | 132.886 | 135.8095 | 138.7973 | 141.8508 | 144.9715 | 148.1609 | 151.4205 | 154.7517 | 158.1562 | 161.6357 | 165.1917 | 168.8259 | 172.5401 | 176.3359 | 180.2153 | 184.1801 | 188.232 | 192.3731 | 196.6053 | 200.9307 | 205.3511 | 209.8689 | 214.486 | 219.2047 | 224.0272 | 228.9558 | 233.9928 | 239.1406 | 244.4017 | 249.7786 | 255.2737 | 129.1515 | 114.5485 | 100.026 | 85.5766 | 71.1927 | 56.8671 | 42.5923 | 28.361 | 14.166 | 0 | 0 | 0 | 0 | 0 | 0 | 0 | 0 | 0 | 0 | 0 | 0 | 0 | 0 | 0 | 0 | 0 | 0 | 0 | 0 | 0 | 0 | 0 | 0 | 0 | 0 | 0 | 0 | 0 | 0 | 0 | 0 | 0 | 0 | 0 | 0 | 0 | 0 | 0 | 0 | 0 | 0 | 0 | 0 | 0 | 0 | 0 | 0 | 0 | 0 | 0 | 0 | 0 | 0 | 0 | 0 | 0 | 0 | 0 | 0 | 0 | 0 | 0 | 0 | 0 | 0 | 0 | 0 | 0 | 0 | 0 | 0 | 0 | 0 | 0 | 0 | 0 | 0 | 0 | 0 | 0 | 0 | 0 | 0 | 0 | 0 | 0 | 0 | 0 | 0 | 0 | 0 | 0 | 0 | 0 | 0 | 0 | 0 | 0 | 0 | 0 | 0 | 0 | 0 | 0 | 0 | 0 | 0 | 0 | 0 | 0 | 0 | 0 | 0 | 0 | 0 | 0 | 0 | 0 | 0 | 0 | 0 | 0 | 0 | 0 | 0 | 0 | 0 | 0 | 0 | 0 | 0 | 0 | 0 | 0 | 0 | 0 | 0 | 0 | 0 | 0 | 0 | 0 | 0 | 0 | 0 | 0 | 0 | 0 | 0 | 0 | 0 | 0 | 0 | 0 | 0 | 0 | 0 | 0 | 0 | 0 | 0 | 0 | 0 | 0 | 0 | 0 | 0 | 0 | 0 | 0 | 0 | 0 | 0 | 0 | 0 | 0 | 0 | 0 | 0 | 0 | 0 | 0 | 0 | 0 | 0 | 0 | 0 | 0 | 0 | 0 | 0 | 0 | 0 | 0 | 0 | 0 | 0 | 0 | 0 | 0 | 0 | 0 | 0 | 0 | 0 | 0 | 0 | 0 | 0 | 0 | 0 | 0 | 0 | 0 | 0 | 0 | 0 | 0 | 0 | 0 | 0 | 0 | 0 | 0 | 0 | 0 | 0 | 0 | 0 | 0 | 0 | 0 | 0 | 0 | 0 | 0 | 0 | 0 | 0 | 0 | 0 | 0 | 0 | 0 | 0 | 0 | 0 | 0 | 0 | 0 | 0 | 0 | 0 | 0 | 0 | 0 | 0 | 0 | 0 | 0 | 0 | 0 | 0 | 0 | 0 | 0 | 0 | 0 | 0 | 0 | 0 | 0 | 0 | 0 | 0 | 0 | 0 | 0 | 0 | 0 | 0 | 0 | 0 | 0 | 0 | 0 | 0 | 0 | 0 | 0 | 0 | 0 | 0 | 0 | 0 | 0 | 0 | 0 | 0 | 0 | 0 | 0 | 0 | 0 | 0 | 0 | 0 | 0 | 0 | 0 | 0 | 0 | 0 | 0 | 0 | 0 | 0 | 0 | 0 | 0 | 0 | 0 | 0 | 0 | 0 | 0 | 0 | 0 | 0 | 0 | 0 | 0 | 0 | 0 | 0 | 0 | 0 | 0 | 0 | 0 | 0 | 0 | 0 | 0 | 0 | 0 | 0 | 0 | 0 | 0 | 0 | 0 | 0 | 0 | 0 | 0 | 0 | 0 | 0 | 0 | 0 | 0 | 0 | 0 | 0 | 0 | 0 | 0 | 0 | 0 | 0 | 0 | 0 | 0 | 0 | 0 | 0 | 0 | 0 | 0 | 0 | 0 | 0 | 0 | 0 | 0 | 0 | 0 | 0 | 0 | 0 | 0 | 0 | 0 | 0 | 0 | 0 | 0 | 0 | 0 | 0 | 0 | 0 | 0 | 0 | 242.1595 | 481.4522 | 694.1533 | 917.6849 | 1152.9635 | 1382.6799 | 1610.4989 | 1837.8814 | 2064.9433 | 2291.7996 | 2337.6356 | 2384.3883 | 2432.0761 | 2480.7176 | 2530.332 | 2580.9386 | 2632.5574 | 2685.2085 | 2738.9127 | 2793.691 | 2849.5648 | 2906.5561 | 2964.6872 | 3023.9809 | 3084.4606 | 3146.1498 | 3209.0728 | 3273.2542 | 3338.7193 | 3405.4937 | 3473.6036 | 3550.0228 | 3628.1233 | 3707.9421 | 3789.5168 | 3872.8862 | 3958.0897 | 4045.1676 | 4134.1613 | 4225.1129 | 4318.0653 | 4413.0628 | 4510.1502 | 4609.3735 | 4710.7797 | 4814.4168 | 4920.334 | 4417.8073 | 3918.2921 | 3421.5307 | 2927.2671 | 2435.247 | 1945.2178 | 1456.928 | 970.1276 | 484.5676 | 0 | 0 | 0 | 0 | 0 | 0 | 0 | 0 | 0 | 0 |  | 0 | 0 | 0 | 0 | 0 | 0 | 0 | 0 | 0 | 0 | 0 | 0 | 0 | 0 | 0 | 0 | 0 | 0 | 0 | 0 | 0 | 0 | 0 | 0 | 0 | 0 | 0 | 0 | 0 | 0 | 0 | 0 | 0 | 0 | 0 | 0 | 0 | 0 | 0 | 0 | 0 | 0 | 0 | 0 | 0 | 0 | 0 | 0 | 0 | 0 | 0 | 0 | 0 | 0 | 0 | 0 | 0 | 0 | 0 | 0 | 0 | 0 | 0 | 0 | 0 | 0 |  | 0 | 0 | 0 | 0 | 0 | 0 | 0 | 0 | 0 | 0 | 0 | 0 | 0 | 0 | 0 | 0 | 0 | 0 | 0 | 0 | 0 | 0 | 0 | 0 | 0 | 0 | 0 | 0 | 0 | 0 | 0 | 0 | 0 | 0 | 0 | 0 | 0 | 0 | 0 | 0 | 0 | 0 | 0 | 0 | 0 | 0 | 0 | 0 | 0 | 0 | 0 | 0 | 0 | 0 | 0 | 0 | 0 | 0 | 0 | 0 | 0 | 0 | 0 | 0 | 0 | 0 | [67 empty] | 9585.9338 | 8963.9604 | 8611.297 | 7791.111 | 6696.1308 | 6039.8938 | 5508.726 | 4796.0576 | 4087.6233 | 3489.4844 | 3619.4709 | 3615.54 | 3774.6086 | 3653.097 | 3950.0849 | 3920.5159 | 4178.9123 | 4079.9103 | 4094.1247 | 4398.5007 | 4481.293 | 4645.6825 | 4876.9364 | 4720.5985 | 4840.1431 | 5141.4969 | 5047.9558 | 5167.1479 | 5358.4262 | 5679.5776 | 5561.1996 | 5573.3862 | 5847.35 | 6207.7391 | 6198.4746 | 6595.5112 | 6730.5219 | 6878.9878 | 6677.2867 | 7274.8701 | 6974.1086 | 7666.4179 | 7295.8427 | 7949.1462 | 7841.382 | 7949.7082 | 8292.2257 | 2275.557 | 2076.2649 | 1762.1754 | 1512.4519 | 1260.1343 | 1006.5956 | 765.9059 | 518.838 | 258.3233 | 0 | 0 | 0 | 0 | 0 | 0 | 0 | 0 | 0 |  | 9627.2191 | 8565.2964 | 8119.6498 | 7687.8195 | 6846.059 | 5789.1315 | 5611.7571 | 4599.2636 | 4192.5436 | 3482.2075 | 3459.4258 | 3647.3029 | 3646.2344 | 3721.8053 | 3814.8047 | 3937.7984 | 3811.9828 | 4010.9527 | 4176.3024 | 4386.3889 | 4332.1464 | 4592.5726 | 4747.6845 | 4866.5314 | 4685.0333 | 4972.515 | 5117.1067 | 5205.8387 | 5315.8038 | 5246.3179 | 5164.4756 | 5360.9303 | 5596.2557 | 5936.0377 | 5781.1115 | 6123.7812 | 6089.1169 | 5970.4506 | 6523.0281 | 6414.2651 | 6895.4287 | 6784.282 | 6874.7276 | 6939.7669 | 7202.5928 | 7323.7597 | 7737.7752 | 2118.9042 | 1881.8558 | 1682.2185 | 1395.0361 | 1204.2877 | 954.7428 | 740.3266 | 499.6211 | 236.342 | 0 | 0 | 0 | 0 | 0 | 0 | 0 | 0 | 0 |  | 9182.3792 | 9042.8262 | 7992.2838 | 7093.401 | 6605.0578 | 5930.6299 | 5062.8871 | 4505.9364 | 4028.84 | 3216.9897 | 3267.9261 | 3426.5319 | 3490.1738 | 3655.3538 | 3817.3327 | 3934.1151 | 3751.3423 | 4049.5159 | 4053.5582 | 4036.4502 | 4260.1714 | 4444.4014 | 4428.4371 | 4490.4807 | 4603.3914 | 4754.9896 | 4647.9554 | 4940.1956 | 4739.7034 | 4998.4268 | 5327.7919 | 5412.6354 | 5600.4511 | 5477.3729 | 5849.0273 | 5669.4769 | 5949.6149 | 6425.4382 | 6204.9475 | 6478.7744 | 6537.4829 | 6758.6459 | 7062.6513 | 7128.1007 | 7270.0221 | 7532.2756 | 7668.2034 | 2185.611 | 1965.9004 | 1588.232 | 1473.2163 | 1148.5866 | 980.8115 | 716.9117 | 487.3934 | 234.6287 | 0 | 0 | 0 | 0 | 0 | 0 | 0 | 0 | 0
OH-3PH | 3.075% | 2.923% | TH-G16 | White River Jct | 203716 | 203716: RTE 5 L1 P.137 (tag: 4902 | Sub Breaker | 0 | 3PH | OH | 1.5 | Zone 1 | 123 | 1110638 | Main line backs up EL-G40 | 1005 Customers on the EL-G40 and 1010 on the TH-G16 | EL-G40 | 1005 | 1290472.7985 |  | 1069218.2134 | 221254.5851 | 46244.3571 | 16695.48 | 0 | 77521.7309 | 2420131.5359 | 1872035.7133 | 58442614.9236 | 17543.696 | 45212.8364 | 46501.4604 | 47652.9105 |  |  |  |  | 12016.0416 | 24002.2952 | 35917.8771 | 47775.5537 | 59587.3001 | 71364.3655 | 83117.3255 | 94856.1363 | 106586.3416 | 118308.5904 | 115085.467 | 111891.0628 | 108776.018 | 105724.2756 | 102720.7583 | 99751.2872 | 96802.516 | 93861.8642 | 90922.2321 | 87982.6001 | 85073.6306 | 82257.3096 | 79566.338 | 77003.4734 | 74571.5342 | 72273.4008 | 70112.0168 | 68090.3908 | 66211.5974 | 64478.779 | 62857.0301 | 61272.5776 | 59688.125 | 58103.6725 | 56519.22 | 54934.7674 | 53350.3149 | 51765.8624 | 50181.4099 | 48596.9573 | 47012.5048 | 45428.0523 | 43843.5997 | 42259.1472 | 40674.6947 | 39090.2421 | 37505.7896 | 35921.3371 | 34336.8846 | 32752.432 | 29018.3957 | 25380.4531 | 21840.7182 | 18401.3515 | 15064.5612 | 11832.604 | 8707.7861 | 5692.4648 | 2789.0487 | 2.5171e-12 | 2.5171e-12 | 2.5171e-12 | 2.5171e-12 | 0 | 0 | 0 | 1793.6804 | 3626.8217 | 5500.2922 | 7414.979 | 9371.7889 | 11371.6486 | 13415.5052 | 15504.3267 | 15504.3267 | 19820.8429 | 19820.8429 | 19820.8429 | 19820.8429 | 19820.8429 | 19820.8429 | 19820.8429 | 19820.8429 | 19820.8429 | 19820.8429 | 19820.8429 | 19820.8429 | 19820.8429 | 19820.8429 | 19820.8429 | 19820.8429 | 19820.8429 | 19820.8429 | 19820.8429 | 19820.8429 | 19820.8429 | 19820.8429 | 19820.8429 | 19820.8429 | 19820.8429 | 19820.8429 | 19820.8429 | 19820.8429 | 19820.8429 | 19820.8429 | 19820.8429 | 19820.8429 | 19820.8429 | 19820.8429 | 19820.8429 | 19820.8429 | 19820.8429 | 19820.8429 | 19820.8429 | 19820.8429 | 19820.8429 | 18027.1625 | 16194.0212 | 14320.5507 | 12405.8639 | 10449.054 | 8449.1943 | 6405.3377 | 4316.5162 | 2181.7406 | 0 | 0 | 0 | 0 | 0 | 0 | 0 | 5130.9935 | 4926.4511 | 4335.1386 | 4258.6393 | 3885.3773 | 3482.9019 | 2929.3148 | 2521.5537 | 2185.1862 | 1905.2733 | 1862.3113 | 1868.0257 | 2088.0559 | 2056.0353 | 2012.9789 | 2068.9701 | 2155.8878 | 2203.4591 | 2303.2625 | 2284.0523 | 2379.7697 | 2509.3919 | 2544.6083 | 2626.0176 | 2706.1204 | 2652.089 | 2848.3078 | 2844.4588 | 2813.298 | 2892.683 | 3061.6104 | 3168.8453 | 3124.4884 | 3103.7072 | 3443.3041 | 3558.3969 | 3631.183 | 3604.7042 | 3825.8119 | 3897.7828 | 3723.2349 | 4050.9184 | 3923.5552 | 4178.1445 | 4115.2806 | 4248.163 | 4478.1012 | 1247.587 | 1165.3558 | 981.078 | 841.3817 | 675.1382 | 542.2394 | 415.4016 | 290.9771 | 141.8476 | 0 | 0 | 0 | 0 | 0 | 0 | 0 | 0 | 0 |  | 1501.7812 | 1420.4796 | 1340.0228 | 1260.3688 | 1181.476 | 1103.3031 | 1025.8096 | 948.955 | 872.6995 | 797.0035 | 814.5376 | 832.4574 | 850.7714 | 869.4884 | 888.6172 | 908.1667 | 928.1464 | 948.5656 | 969.4341 | 990.7616 | 1012.5584 | 1034.8347 | 1057.601 | 1080.8683 | 1104.6474 | 1128.9496 | 1153.7865 | 1179.1698 | 1205.1115 | 1231.624 | 1258.7197 | 1286.4115 | 1314.7126 | 1343.6363 | 1373.1963 | 1403.4066 | 1434.2815 | 1465.8357 | 1498.0841 | 1531.042 | 1564.7249 | 1599.1488 | 1634.3301 | 1670.2854 | 1707.0316 | 1744.5863 | 1782.9672 | 902.0627 | 800.0677 | 698.6351 | 597.7124 | 497.2479 | 397.1899 | 297.487 | 198.0883 | 98.9428 | 0 | 0 | 0 | 0 | 0 | 0 | 0 | 0 | 0 | 0 | 0 | 0 | 0 | 0 | 0 | 0 | 0 | 0 | 0 | 0 | 0 | 0 | 0 | 0 | 0 | 0 | 0 | 0 | 0 | 0 | 0 | 0 | 0 | 0 | 0 | 0 | 0 | 0 | 0 | 0 | 0 | 0 | 0 | 0 | 0 | 0 | 0 | 0 | 0 | 0 | 0 | 0 | 0 | 0 | 0 | 0 | 0 | 0 | 0 | 0 | 0 | 0 | 0 | 0 | 0 | 0 | 0 | 0 | 0 | 0 | 0 | 0 | 0 | 0 | 0 | 0 | 0 | 0 | 0 | 0 | 0 | 0 | 0 | 0 | 0 | 0 | 0 | 0 | 0 | 0 | 0 | 0 | 0 | 0 | 0 | 0 | 0 | 0 | 0 | 0 | 0 | 0 | 0 | 0 | 0 | 0 | 0 | 0 | 0 | 0 | 0 | 0 | 0 | 0 | 0 | 0 | 0 | 0 | 0 | 0 | 0 | 0 | 0 | 0 | 0 | 0 | 0 | 0 | 0 | 0 | 0 | 0 | 0 | 0 | 0 | 0 | 0 | 0 | 0 | 0 | 0 | 0 | 0 | 0 | 0 | 0 | 0 | 0 | 0 | 0 | 0 | 0 | 0 | 0 | 0 | 0 | 0 | 0 | 0 | 0 | 0 | 0 | 0 | 0 | 0 | 0 | 0 | 0 | 0 | 0 | 0 | 0 | 0 | 0 | 0 | 0 | 0 | 0 | 0 | 0 | 0 | 0 | 0 | 0 | 0 | 0 | 0 | 0 | 0 | 0 | 0 | 0 | 0 | 0 | 0 | 0 | 0 | 0 | 0 | 0 | 0 | 0 | 0 | 0 | 0 | 0 | 0 | 0 | 0 | 0 | 0 | 0 | 0 | 0 | 0 | 0 | 0 | 0 | 0 | 0 | 0 | 0 | 0 | 0 | 0 | 0 | 0 | 0 | 0 | 0 | 0 | 0 | 0 | 0 | 0 | 0 | 0 | 0 | 0 | 0 | 0 | 0 | 0 | 0 | 0 | 0 | 0 | 0 | 0 | 0 | 0 | 0 | 0 | 0 | 0 | 0 | 0 | 0 | 0 | 0 | 0 | 0 | 0 | 0 | 0 | 0 | 0 | 0 | 0 | 0 | 0 | 0 | 0 | 0 | 0 | 0 | 0 | 0 | 0 | 0 | 0 | 0 | 0 | 0 | 0 | 0 | 0 | 0 | 0 | 0 | 0 | 0 | 0 | 0 | 0 | 0 | 0 | 0 | 0 | 0 | 0 | 0 | 0 | 0 | 0 | 0 | 0 | 0 | 0 | 0 | 0 | 0 | 0 | 0 | 0 | 0 | 0 | 0 | 0 | 0 | 0 | 0 | 0 | 0 | 0 | 0 | 0 | 0 | 0 | 0 | 0 | 0 | 0 | 0 | 0 | 0 | 0 | 0 | 0 | 0 | 0 | 0 | 0 | 0 | 0 | 0 | 0 | 0 | 0 | 0 | 0 | 0 | 0 | 0 | 0 | 0 | 0 | 0 | 0 | 0 | 0 | 0 | 0 | 0 | 0 | 0 | 0 | 0 | 0 | 0 | 0 | 0 | 0 | 0 | 0 | 0 | 0 | 0 | 0 | 0 | 0 | 0 | 0 | 0 | 0 | 0 | 0 | 0 | 0 | 0 | 0 | 0 | 0 | 0 | 0 | 0 | 0 | 0 | 0 | 0 | 0 | 0 | 0 | 0 | 0 | 0 | 134.533 | 267.4734 | 385.6407 | 509.8249 | 640.5353 | 768.1555 | 894.7216 | 1021.0452 | 1147.1907 | 1273.222 | 1298.6865 | 1324.6602 | 1351.1534 | 1378.1765 | 1405.74 | 1433.8548 | 1462.5319 | 1491.7825 | 1521.6182 | 1552.0505 | 1583.0915 | 1614.7534 | 1647.0484 | 1679.9894 | 1713.5892 | 1747.861 | 1782.8182 | 1818.4746 | 1854.8441 | 1891.9409 | 1929.7798 | 1972.2349 | 2015.6241 | 2059.9678 | 2105.2871 | 2151.6034 | 2198.9387 | 2247.3153 | 2296.7563 | 2347.2849 | 2398.9252 | 2451.7015 | 2505.639 | 2560.763 | 2617.0998 | 2674.676 | 2733.5189 | 2454.3374 | 2176.8289 | 1900.8504 | 1626.2595 | 1352.915 | 1080.6766 | 809.4045 | 538.9598 | 269.2042 | 0 | 0 | 0 | 0 | 0 | 0 | 0 | 0 | 0 | 0 |  | 0 | 0 | 0 | 0 | 0 | 0 | 105024.3437 | 119611.4473 | 136212.8229 | 152292.2117 | 155743.3794 | 160709.6373 | 163631.3604 | 167611.7685 | 173922.8765 | 178193.1549 | 180614.2146 | 184764.1864 | 189544.0268 | 192838.9895 | 196109.345 | 201128.9037 | 206155.593 | 211513.8437 | 217134.1285 | 222937.8873 | 229518.4447 | 237321.1636 | 243827.969 | 250069.1292 | 255695.2187 | 260551.2309 | 267112.8305 | 273350.6791 | 278961.8824 | 283862.1866 | 288991.4856 | 291938.2338 | 298917.6491 | 307772.6371 | 313036.3947 | 321406.8582 | 330565.7649 | 341531.3714 | 348953.6984 | 360152.8148 | 371235.1074 | 0 | 0 | 0 | 0 | 0 | 0 | 0 | 0 | 0 | 0 | 0 | 0 | 0 | 0 | 0 | 0 | 0 | 0 | 0 |  | 0 | 0 | 0 | 0 | 0 | 0 | 3278728.7293 | 3734119.8713 | 4252394.0635 | 4754372.4849 | 4862113.6261 | 5017153.9906 | 5108366.5316 | 5232629.897 | 5429654.7995 | 5562967.5556 | 5638550.0124 | 5768106.944 | 5917327.5878 | 6020192.2031 | 6122288.6128 | 6278992.9636 | 6435919.9186 | 6603197.8094 | 6778656.0731 | 6959842.1707 | 7165278.9439 | 7408870.0761 | 7612004.4088 | 7806845.6258 | 7982485.108 | 8134083.7403 | 8338928.6757 | 8533666.5144 | 8708841.2648 | 8861822.6393 | 9021952.9412 | 9113946.7371 | 9331835.3578 | 9608277.0143 | 9772604.9464 | 10033920.3544 | 10319849.9716 | 10662182.5007 | 10893898.2731 | 11243520.6862 | 11589496.0078 | 0 | 0 | 0 | 0 | 0 | 0 | 0 | 0 | 0 | 0 | 0 | 0 | 0 | 0 | 0 | 0 | 0 | 0 | 0 | [67 empty] | 5325.5188 | 4979.978 | 4784.0539 | 4328.395 | 3720.0727 | 3355.4965 | 3060.4033 | 2664.4764 | 2270.9018 | 1938.6025 | 2010.8172 | 2008.6333 | 2097.0048 | 2029.4984 | 2194.4916 | 2178.0644 | 2321.618 | 2266.6168 | 2274.5137 | 2443.6115 | 2489.6072 | 2580.9347 | 2709.4091 | 2622.5547 | 2688.9684 | 2856.3871 | 2804.4199 | 2870.6377 | 2976.9035 | 3155.3209 | 3089.5554 | 3096.3256 | 3248.5278 | 3448.744 | 3443.597 | 3664.1729 | 3739.1788 | 3821.6599 | 3709.6037 | 4041.5945 | 3874.5048 | 4259.1211 | 4053.246 | 4416.1923 | 4356.3234 | 4416.5045 | 4606.7921 | 1264.1983 | 1153.4805 | 978.9863 | 840.251 | 700.0746 | 559.2198 | 425.5033 | 288.2434 | 143.5129 | 0 | 0 | 0 | 0 | 0 | 0 | 0 | 0 | 0 |  | 5348.4551 | 4758.498 | 4510.9166 | 4271.0109 | 3803.3661 | 3216.1842 | 3117.6428 | 2555.1464 | 2329.1909 | 1934.5597 | 1921.9032 | 2026.2794 | 2025.6858 | 2067.6696 | 2119.3359 | 2187.6658 | 2117.7682 | 2228.307 | 2320.168 | 2436.8827 | 2406.748 | 2551.4292 | 2637.6025 | 2703.6286 | 2602.7963 | 2762.5083 | 2842.8371 | 2892.1326 | 2953.2243 | 2914.6211 | 2869.1531 | 2978.2946 | 3109.031 | 3297.7987 | 3211.7286 | 3402.1007 | 3382.8427 | 3316.917 | 3623.9045 | 3563.4806 | 3830.7937 | 3769.0455 | 3819.2931 | 3855.426 | 4001.4404 | 4068.7554 | 4298.764 | 1177.169 | 1045.4754 | 934.5658 | 775.0201 | 669.0487 | 530.4127 | 411.2926 | 277.5673 | 131.3011 | 0 | 0 | 0 | 0 | 0 | 0 | 0 | 0 | 0 |  | 5101.3218 | 5023.7923 | 4440.1577 | 3940.7783 | 3669.4766 | 3294.7944 | 2812.7151 | 2503.298 | 2238.2445 | 1787.2165 | 1815.5145 | 1903.6289 | 1938.9855 | 2030.7521 | 2120.7404 | 2185.6195 | 2084.079 | 2249.7311 | 2251.9768 | 2242.4724 | 2366.7619 | 2469.1119 | 2460.2428 | 2494.7115 | 2557.4397 | 2641.6609 | 2582.1975 | 2744.5531 | 2633.1686 | 2776.9038 | 2959.8844 | 3007.0197 | 3111.3617 | 3042.9849 | 3249.4596 | 3149.7094 | 3305.3416 | 3569.6879 | 3447.1931 | 3599.3191 | 3631.935 | 3754.8033 | 3923.6952 | 3960.056 | 4038.9012 | 4184.5975 | 4260.113 | 1214.2283 | 1092.1669 | 882.3511 | 818.4535 | 638.1037 | 544.8953 | 398.2843 | 270.7741 | 130.3493 | 0 | 0 | 0 | 0 | 0 | 0 | 0 | 0 | 0
OH-3PH | 1.627% | 1.559% | TH-G16 | White River Jct | 203723 | 203723: RTE 113 L1 Start at P.156 | 618564 | 619011 | 3PH | OH | 0.8 | Zone 2 | 830 | 587651 |  |  |  |  | 682803.6052 |  | 565735.3272 | 117068.278 | 24663.6571 | 37235.5561 | 0 | 172894.9848 | 5397565.3059 | 0 | 0 | 9356.6379 | 24113.5127 | 24800.7789 | 25414.8856 |  |  |  |  | 6357.8221 | 12699.8831 | 19004.5509 | 25278.5803 | 31528.3076 | 37759.6848 | 43978.3075 | 50189.4437 | 56396.0266 | 62598.3997 | 60893.009 | 59202.814 | 57554.6089 | 55939.8979 | 54350.7033 | 52779.5228 | 51219.295 | 49663.3632 | 48107.9709 | 46552.5787 | 45013.4104 | 43523.2634 | 42099.4402 | 40743.3999 | 39456.6336 | 38240.6655 | 37097.053 | 36027.3881 | 35033.2975 | 34116.4438 | 33258.3583 | 32420.0068 | 31581.6552 | 30743.3036 | 29904.9521 | 29066.6005 | 28228.2489 | 27389.8973 | 26551.5458 | 25713.1942 | 24874.8426 | 24036.491 | 23198.1395 | 22359.7879 | 21521.4363 | 20683.0848 | 19844.7332 | 19006.3816 | 18168.03 | 17329.6785 | 15353.9581 | 13429.0819 | 11556.1685 | 9736.3611 | 7970.828 | 6260.7632 | 4607.3871 | 3011.9468 | 1475.7169 | 1.3318e-12 | 1.3318e-12 | 1.3318e-12 | 1.3318e-12 | 0 | 0 | 0 | 949.0564 | 1918.992 | 2910.2662 | 3923.3484 | 4958.7184 | 6016.8666 | 7098.294 | 8203.5128 | 8203.5128 | 10487.4299 | 10487.4299 | 10487.4299 | 10487.4299 | 10487.4299 | 10487.4299 | 10487.4299 | 10487.4299 | 10487.4299 | 10487.4299 | 10487.4299 | 10487.4299 | 10487.4299 | 10487.4299 | 10487.4299 | 10487.4299 | 10487.4299 | 10487.4299 | 10487.4299 | 10487.4299 | 10487.4299 | 10487.4299 | 10487.4299 | 10487.4299 | 10487.4299 | 10487.4299 | 10487.4299 | 10487.4299 | 10487.4299 | 10487.4299 | 10487.4299 | 10487.4299 | 10487.4299 | 10487.4299 | 10487.4299 | 10487.4299 | 10487.4299 | 10487.4299 | 10487.4299 | 10487.4299 | 10487.4299 | 9538.3735 | 8568.4379 | 7577.1637 | 6564.0815 | 5528.7115 | 4470.5633 | 3389.1359 | 2283.917 | 1154.3834 | 0 | 0 | 0 | 0 | 0 | 0 | 0 | 2736.5299 | 2627.4406 | 2312.0739 | 2271.2743 | 2072.2012 | 1857.5477 | 1562.3012 | 1344.8286 | 1165.4327 | 1016.1457 | 993.2327 | 996.2804 | 1113.6298 | 1096.5522 | 1073.5887 | 1103.4507 | 1149.8068 | 1175.1782 | 1228.4067 | 1218.1612 | 1269.2105 | 1338.3424 | 1357.1244 | 1400.5427 | 1443.2642 | 1414.4475 | 1519.0975 | 1517.0447 | 1500.4256 | 1542.7643 | 1632.8589 | 1690.0508 | 1666.3938 | 1655.3105 | 1836.4288 | 1897.8117 | 1936.6309 | 1922.5089 | 2040.433 | 2078.8175 | 1985.7253 | 2160.4898 | 2092.5628 | 2228.3437 | 2194.8163 | 2265.6869 | 2388.3206 | 665.3797 | 621.5231 | 523.2416 | 448.7369 | 360.0737 | 289.1943 | 221.5475 | 155.1878 | 75.6521 | 0 | 0 | 0 | 0 | 0 | 0 | 0 | 0 | 0 |  | 3349.389 | 3168.0639 | 2988.623 | 2810.9725 | 2635.0195 | 2460.6724 | 2287.8402 | 2116.4332 | 1946.3622 | 1777.5391 | 1816.6449 | 1856.6111 | 1897.4566 | 1939.2006 | 1981.863 | 2025.464 | 2070.0242 | 2115.5647 | 2162.1072 | 2209.6735 | 2258.2863 | 2307.9686 | 2358.744 | 2410.6363 | 2463.6703 | 2517.8711 | 2573.2642 | 2629.876 | 2687.7333 | 2746.8634 | 2807.2944 | 2869.0549 | 2932.1741 | 2996.682 | 3062.609 | 3129.9864 | 3198.8461 | 3269.2207 | 3341.1435 | 3414.6487 | 3489.771 | 3566.5459 | 3645.0099 | 3725.2001 | 3807.1545 | 3890.9119 | 3976.512 | 2011.8503 | 1784.3732 | 1558.1502 | 1333.0647 | 1109.0009 | 885.8437 | 663.4787 | 441.7919 | 220.67 | 0 | 0 | 0 | 0 | 0 | 0 | 0 | 0 | 0 | 0 | 0 | 0 | 0 | 0 | 0 | 0 | 0 | 0 | 0 | 0 | 0 | 0 | 0 | 0 | 0 | 0 | 0 | 0 | 0 | 0 | 0 | 0 | 0 | 0 | 0 | 0 | 0 | 0 | 0 | 0 | 0 | 0 | 0 | 0 | 0 | 0 | 0 | 0 | 0 | 0 | 0 | 0 | 0 | 0 | 0 | 0 | 0 | 0 | 0 | 0 | 0 | 0 | 0 | 0 | 0 | 0 | 0 | 0 | 0 | 0 | 0 | 0 | 0 | 0 | 0 | 0 | 0 | 0 | 0 | 0 | 0 | 0 | 0 | 0 | 0 | 0 | 0 | 0 | 0 | 0 | 0 | 0 | 0 | 0 | 0 | 0 | 0 | 0 | 0 | 0 | 0 | 0 | 0 | 0 | 0 | 0 | 0 | 0 | 0 | 0 | 0 | 0 | 0 | 0 | 0 | 0 | 0 | 0 | 0 | 0 | 0 | 0 | 0 | 0 | 0 | 0 | 0 | 0 | 0 | 0 | 0 | 0 | 0 | 0 | 0 | 0 | 0 | 0 | 0 | 0 | 0 | 0 | 0 | 0 | 0 | 0 | 0 | 0 | 0 | 0 | 0 | 0 | 0 | 0 | 0 | 0 | 0 | 0 | 0 | 0 | 0 | 0 | 0 | 0 | 0 | 0 | 0 | 0 | 0 | 0 | 0 | 0 | 0 | 0 | 0 | 0 | 0 | 0 | 0 | 0 | 0 | 0 | 0 | 0 | 0 | 0 | 0 | 0 | 0 | 0 | 0 | 0 | 0 | 0 | 0 | 0 | 0 | 0 | 0 | 0 | 0 | 0 | 0 | 0 | 0 | 0 | 0 | 0 | 0 | 0 | 0 | 0 | 0 | 0 | 0 | 0 | 0 | 0 | 0 | 0 | 0 | 0 | 0 | 0 | 0 | 0 | 0 | 0 | 0 | 0 | 0 | 0 | 0 | 0 | 0 | 0 | 0 | 0 | 0 | 0 | 0 | 0 | 0 | 0 | 0 | 0 | 0 | 0 | 0 | 0 | 0 | 0 | 0 | 0 | 0 | 0 | 0 | 0 | 0 | 0 | 0 | 0 | 0 | 0 | 0 | 0 | 0 | 0 | 0 | 0 | 0 | 0 | 0 | 0 | 0 | 0 | 0 | 0 | 0 | 0 | 0 | 0 | 0 | 0 | 0 | 0 | 0 | 0 | 0 | 0 | 0 | 0 | 0 | 0 | 0 | 0 | 0 | 0 | 0 | 0 | 0 | 0 | 0 | 0 | 0 | 0 | 0 | 0 | 0 | 0 | 0 | 0 | 0 | 0 | 0 | 0 | 0 | 0 | 0 | 0 | 0 | 0 | 0 | 0 | 0 | 0 | 0 | 0 | 0 | 0 | 0 | 0 | 0 | 0 | 0 | 0 | 0 | 0 | 0 | 0 | 0 | 0 | 0 | 0 | 0 | 0 | 0 | 0 | 0 | 0 | 0 | 0 | 0 | 0 | 0 | 0 | 0 | 0 | 0 | 0 | 0 | 0 | 0 | 0 | 0 | 0 | 0 | 0 | 0 | 0 | 0 | 0 | 0 | 0 | 0 | 0 | 0 | 0 | 0 | 0 | 0 | 0 | 0 | 0 | 0 | 0 | 0 | 0 | 0 | 0 | 0 | 0 | 0 | 0 | 0 | 0 | 0 | 0 | 0 | 0 | 0 | 0 | 0 | 0 | 0 | 0 | 71.7509 | 142.6525 | 205.6751 | 271.9066 | 341.6188 | 409.6829 | 477.1849 | 544.5575 | 611.8351 | 679.0517 | 692.6328 | 706.4854 | 720.6151 | 735.0274 | 749.728 | 764.7226 | 780.017 | 795.6173 | 811.5297 | 827.7603 | 844.3155 | 861.2018 | 878.4258 | 895.9944 | 913.9142 | 932.1925 | 950.8364 | 969.8531 | 989.2502 | 1009.0352 | 1029.2159 | 1051.8586 | 1074.9995 | 1098.6495 | 1122.8198 | 1147.5218 | 1172.7673 | 1198.5682 | 1224.9367 | 1251.8853 | 1279.4268 | 1307.5742 | 1336.3408 | 1365.7403 | 1395.7866 | 1426.4939 | 1457.8767 | 1308.9799 | 1160.9754 | 1013.7869 | 867.3384 | 721.5547 | 576.3608 | 431.6824 | 287.4452 | 143.5756 | 0 | 0 | 0 | 0 | 0 | 0 | 0 | 0 | 0 | 0 |  | 0 | 0 | 0 | 0 | 0 | 0 | 0 | 0 | 0 | 0 | 0 | 0 | 0 | 0 | 0 | 0 | 0 | 0 | 0 | 0 | 0 | 0 | 0 | 0 | 0 | 0 | 0 | 0 | 0 | 0 | 0 | 0 | 0 | 0 | 0 | 0 | 0 | 0 | 0 | 0 | 0 | 0 | 0 | 0 | 0 | 0 | 0 | 0 | 0 | 0 | 0 | 0 | 0 | 0 | 0 | 0 | 0 | 0 | 0 | 0 | 0 | 0 | 0 | 0 | 0 | 0 |  | 0 | 0 | 0 | 0 | 0 | 0 | 0 | 0 | 0 | 0 | 0 | 0 | 0 | 0 | 0 | 0 | 0 | 0 | 0 | 0 | 0 | 0 | 0 | 0 | 0 | 0 | 0 | 0 | 0 | 0 | 0 | 0 | 0 | 0 | 0 | 0 | 0 | 0 | 0 | 0 | 0 | 0 | 0 | 0 | 0 | 0 | 0 | 0 | 0 | 0 | 0 | 0 | 0 | 0 | 0 | 0 | 0 | 0 | 0 | 0 | 0 | 0 | 0 | 0 | 0 | 0 | [67 empty] | 2840.2767 | 2655.9883 | 2551.4954 | 2308.4773 | 1984.0388 | 1789.5982 | 1632.2151 | 1421.0541 | 1211.1476 | 1033.9213 | 1072.4358 | 1071.2711 | 1118.4025 | 1082.3991 | 1170.3955 | 1161.6343 | 1238.1962 | 1208.8623 | 1213.074 | 1303.2595 | 1327.7905 | 1376.4985 | 1445.0182 | 1398.6958 | 1434.1165 | 1523.4065 | 1495.6906 | 1531.0068 | 1587.6818 | 1682.8378 | 1647.7629 | 1651.3737 | 1732.5481 | 1839.3301 | 1836.5851 | 1954.2255 | 1994.2287 | 2038.2186 | 1978.4553 | 2155.5171 | 2066.4026 | 2271.5312 | 2161.7312 | 2355.3026 | 2323.3725 | 2355.4691 | 2456.9558 | 674.2391 | 615.1896 | 522.126 | 448.1339 | 373.3731 | 298.2506 | 226.9351 | 153.7298 | 76.5402 | 0 | 0 | 0 | 0 | 0 | 0 | 0 | 0 | 0 |  | 2852.5094 | 2537.8656 | 2405.8222 | 2277.8725 | 2028.4619 | 1715.2982 | 1662.7428 | 1362.7448 | 1242.2351 | 1031.7652 | 1025.0151 | 1080.6823 | 1080.3658 | 1102.7571 | 1130.3125 | 1166.7551 | 1129.4764 | 1188.4304 | 1237.4229 | 1299.6708 | 1283.5989 | 1360.7623 | 1406.7213 | 1441.9352 | 1388.158 | 1473.3378 | 1516.1798 | 1542.4707 | 1575.053 | 1554.4646 | 1530.215 | 1588.4238 | 1658.1498 | 1758.826 | 1712.9219 | 1814.4537 | 1804.1828 | 1769.0224 | 1932.7491 | 1900.523 | 2043.09 | 2010.1576 | 2036.9563 | 2056.2272 | 2134.1016 | 2170.0029 | 2292.6741 | 627.8235 | 557.5869 | 498.4351 | 413.344 | 356.826 | 282.8868 | 219.356 | 148.0359 | 70.0273 | 0 | 0 | 0 | 0 | 0 | 0 | 0 | 0 | 0 |  | 2720.7049 | 2679.3559 | 2368.0841 | 2101.7484 | 1957.0542 | 1757.2237 | 1500.1147 | 1335.0923 | 1193.7304 | 953.1821 | 968.2744 | 1015.2687 | 1034.1256 | 1083.0678 | 1131.0616 | 1165.6637 | 1111.5088 | 1199.8566 | 1201.0543 | 1195.9853 | 1262.273 | 1316.8597 | 1312.1295 | 1330.5128 | 1363.9678 | 1408.8858 | 1377.172 | 1463.7617 | 1404.3566 | 1481.0154 | 1578.605 | 1603.7438 | 1659.3929 | 1622.9253 | 1733.0451 | 1679.845 | 1762.8489 | 1903.8335 | 1838.503 | 1919.6368 | 1937.032 | 2002.5618 | 2092.6374 | 2112.0298 | 2154.0806 | 2231.7854 | 2272.0603 | 647.5884 | 582.489 | 470.5873 | 436.5085 | 340.322 | 290.6108 | 212.4183 | 144.4128 | 69.5196 | 0 | 0 | 0 | 0 | 0 | 0 | 0 | 0 | 0
OH-3PH | 4.407% | 4.189% | TH-G16 | White River Jct | 203724 | 203724: RTE 113 L1 P.217 | 653643 | 619011 | 3PH | OH | 2.15 | Zone 1 | 746 | 1591909 | Main line backs up EL-G40 | 1005 Customers on the EL-G40 and 1010 on the TH-G16 | EL-G41 | 722 | 1849671.326 |  | 1532540.8431 | 317130.4829 | 66283.5785 | 101258.7647 | 0 | 470172.4491 | 14678196.1446 | 276657.4434 | 8636899.5605 | 25145.9643 | 64805.0655 | 66652.0933 | 68302.505 |  |  |  |  | 17222.9338 | 34403.1716 | 51482.1137 | 68478.0585 | 85408.1703 | 102288.5726 | 119134.4241 | 135959.9951 | 152773.2317 | 169575.064 | 164955.2695 | 160376.6393 | 155911.757 | 151537.608 | 147232.5814 | 142976.354 | 138749.7965 | 134534.8767 | 130321.4185 | 126107.9604 | 121938.4518 | 117901.7389 | 114044.6928 | 110371.2662 | 106885.4987 | 103591.5187 | 100493.5456 | 97595.8916 | 94902.9637 | 92419.2658 | 90094.7671 | 87823.7262 | 85552.6854 | 83281.6446 | 81010.6038 | 78739.5629 | 76468.5221 | 74197.4813 | 71926.4405 | 69655.3996 | 67384.3588 | 65113.318 | 62842.2771 | 60571.2363 | 58300.1955 | 56029.1547 | 53758.1138 | 51487.073 | 49216.0322 | 46944.9914 | 41592.8911 | 36378.5245 | 31304.9219 | 26375.1799 | 21592.4636 | 16960.0075 | 12481.1173 | 8159.1715 | 3997.6228 | 3.6079e-12 | 3.6079e-12 | 3.6079e-12 | 3.6079e-12 | 0 | 0 | 0 | 2570.933 | 5198.4266 | 7883.725 | 10628.1 | 13432.8512 | 16299.307 | 19228.8248 | 22222.792 | 22222.792 | 28409.7772 | 28409.7772 | 28409.7772 | 28409.7772 | 28409.7772 | 28409.7772 | 28409.7772 | 28409.7772 | 28409.7772 | 28409.7772 | 28409.7772 | 28409.7772 | 28409.7772 | 28409.7772 | 28409.7772 | 28409.7772 | 28409.7772 | 28409.7772 | 28409.7772 | 28409.7772 | 28409.7772 | 28409.7772 | 28409.7772 | 28409.7772 | 28409.7772 | 28409.7772 | 28409.7772 | 28409.7772 | 28409.7772 | 28409.7772 | 28409.7772 | 28409.7772 | 28409.7772 | 28409.7772 | 28409.7772 | 28409.7772 | 28409.7772 | 28409.7772 | 28409.7772 | 28409.7772 | 28409.7772 | 25838.8442 | 23211.3506 | 20526.0522 | 17781.6772 | 14976.926 | 12110.4702 | 9180.9525 | 6186.9853 | 3127.1508 | 0 | 0 | 0 | 0 | 0 | 0 | 0 | 7354.4241 | 7061.2466 | 6213.6986 | 6104.0496 | 5569.0407 | 4992.1595 | 4198.6845 | 3614.2269 | 3132.1003 | 2730.8917 | 2669.3128 | 2677.5035 | 2992.8801 | 2946.984 | 2885.2697 | 2965.5238 | 3090.1059 | 3158.2914 | 3301.3429 | 3273.8082 | 3411.0033 | 3596.7951 | 3647.2719 | 3763.9586 | 3878.7726 | 3801.3276 | 4082.5745 | 4077.0577 | 4032.3937 | 4146.179 | 4388.3082 | 4542.0116 | 4478.4334 | 4448.647 | 4935.4025 | 5100.3688 | 5204.6956 | 5166.7427 | 5483.6637 | 5586.8221 | 5336.6367 | 5806.3164 | 5623.7624 | 5988.6738 | 5898.5689 | 6089.0336 | 6418.6117 | 1788.208 | 1670.3434 | 1406.2118 | 1205.9804 | 967.6982 | 777.2098 | 595.409 | 417.0672 | 203.315 | 0 | 0 | 0 | 0 | 0 | 0 | 0 | 0 | 0 |  | 9108.3639 | 8615.2665 | 8127.293 | 7644.1882 | 7165.6999 | 6691.5784 | 6221.5769 | 5755.4508 | 5292.958 | 4833.8585 | 4940.2034 | 5048.8879 | 5159.9634 | 5273.4826 | 5389.4992 | 5508.0682 | 5629.2457 | 5753.0891 | 5879.6571 | 6009.0095 | 6141.2077 | 6276.3143 | 6414.3932 | 6555.5099 | 6699.7311 | 6847.1252 | 6997.7619 | 7151.7127 | 7309.0504 | 7469.8495 | 7634.1862 | 7802.1383 | 7973.7853 | 8149.2086 | 8328.4912 | 8511.718 | 8698.9758 | 8890.3532 | 9085.941 | 9285.8317 | 9490.12 | 9698.9027 | 9912.2785 | 10130.3486 | 10353.2163 | 10580.9871 | 10813.7688 | 5471.0468 | 4852.4433 | 4237.2501 | 3625.1503 | 3015.8289 | 2408.9729 | 1804.271 | 1201.4136 | 600.0922 | 0 | 0 | 0 | 0 | 0 | 0 | 0 | 0 | 0 | 0 | 0 | 0 | 0 | 0 | 0 | 0 | 0 | 0 | 0 | 0 | 0 | 0 | 0 | 0 | 0 | 0 | 0 | 0 | 0 | 0 | 0 | 0 | 0 | 0 | 0 | 0 | 0 | 0 | 0 | 0 | 0 | 0 | 0 | 0 | 0 | 0 | 0 | 0 | 0 | 0 | 0 | 0 | 0 | 0 | 0 | 0 | 0 | 0 | 0 | 0 | 0 | 0 | 0 | 0 | 0 | 0 | 0 | 0 | 0 | 0 | 0 | 0 | 0 | 0 | 0 | 0 | 0 | 0 | 0 | 0 | 0 | 0 | 0 | 0 | 0 | 0 | 0 | 0 | 0 | 0 | 0 | 0 | 0 | 0 | 0 | 0 | 0 | 0 | 0 | 0 | 0 | 0 | 0 | 0 | 0 | 0 | 0 | 0 | 0 | 0 | 0 | 0 | 0 | 0 | 0 | 0 | 0 | 0 | 0 | 0 | 0 | 0 | 0 | 0 | 0 | 0 | 0 | 0 | 0 | 0 | 0 | 0 | 0 | 0 | 0 | 0 | 0 | 0 | 0 | 0 | 0 | 0 | 0 | 0 | 0 | 0 | 0 | 0 | 0 | 0 | 0 | 0 | 0 | 0 | 0 | 0 | 0 | 0 | 0 | 0 | 0 | 0 | 0 | 0 | 0 | 0 | 0 | 0 | 0 | 0 | 0 | 0 | 0 | 0 | 0 | 0 | 0 | 0 | 0 | 0 | 0 | 0 | 0 | 0 | 0 | 0 | 0 | 0 | 0 | 0 | 0 | 0 | 0 | 0 | 0 | 0 | 0 | 0 | 0 | 0 | 0 | 0 | 0 | 0 | 0 | 0 | 0 | 0 | 0 | 0 | 0 | 0 | 0 | 0 | 0 | 0 | 0 | 0 | 0 | 0 | 0 | 0 | 0 | 0 | 0 | 0 | 0 | 0 | 0 | 0 | 0 | 0 | 0 | 0 | 0 | 0 | 0 | 0 | 0 | 0 | 0 | 0 | 0 | 0 | 0 | 0 | 0 | 0 | 0 | 0 | 0 | 0 | 0 | 0 | 0 | 0 | 0 | 0 | 0 | 0 | 0 | 0 | 0 | 0 | 0 | 0 | 0 | 0 | 0 | 0 | 0 | 0 | 0 | 0 | 0 | 0 | 0 | 0 | 0 | 0 | 0 | 0 | 0 | 0 | 0 | 0 | 0 | 0 | 0 | 0 | 0 | 0 | 0 | 0 | 0 | 0 | 0 | 0 | 0 | 0 | 0 | 0 | 0 | 0 | 0 | 0 | 0 | 0 | 0 | 0 | 0 | 0 | 0 | 0 | 0 | 0 | 0 | 0 | 0 | 0 | 0 | 0 | 0 | 0 | 0 | 0 | 0 | 0 | 0 | 0 | 0 | 0 | 0 | 0 | 0 | 0 | 0 | 0 | 0 | 0 | 0 | 0 | 0 | 0 | 0 | 0 | 0 | 0 | 0 | 0 | 0 | 0 | 0 | 0 | 0 | 0 | 0 | 0 | 0 | 0 | 0 | 0 | 0 | 0 | 0 | 0 | 0 | 0 | 0 | 0 | 0 | 0 | 0 | 0 | 0 | 0 | 0 | 0 | 0 | 0 | 0 | 0 | 0 | 0 | 0 | 0 | 0 | 0 | 0 | 0 | 0 | 0 | 0 | 0 | 0 | 0 | 0 | 0 | 0 | 0 | 0 | 0 | 0 | 0 | 0 | 0 | 192.8307 | 383.3786 | 552.7517 | 730.7491 | 918.1006 | 1101.0229 | 1282.4343 | 1463.4982 | 1644.3067 | 1824.9516 | 1861.4506 | 1898.6796 | 1936.6532 | 1975.3863 | 2014.894 | 2055.1919 | 2096.2957 | 2138.2216 | 2180.986 | 2224.6058 | 2269.0979 | 2314.4798 | 2360.7694 | 2407.9848 | 2456.1445 | 2505.2674 | 2555.3728 | 2606.4802 | 2658.6098 | 2711.782 | 2766.0177 | 2826.87 | 2889.0612 | 2952.6205 | 3017.5782 | 3083.9649 | 3151.8121 | 3221.152 | 3292.0173 | 3364.4417 | 3438.4594 | 3514.1055 | 3591.4159 | 3670.427 | 3751.1764 | 3833.7023 | 3918.0437 | 3517.8836 | 3120.1215 | 2724.5522 | 2330.9719 | 1939.1782 | 1548.9697 | 1160.1464 | 772.509 | 385.8594 | 0 | 0 | 0 | 0 | 0 | 0 | 0 | 0 | 0 | 0 |  | 0 | 0 | 0 | 0 | 0 | 0 | 16134.5652 | 18448.6694 | 20768.5617 | 23095.4087 | 23603.5077 | 24122.7849 | 24653.4861 | 25195.8628 | 25750.1718 | 26316.6756 | 26895.6424 | 27487.3466 | 28092.0682 | 28710.0937 | 29341.7158 | 29987.2335 | 30646.9526 | 31321.1856 | 32010.2517 | 32714.4772 | 33434.1957 | 34169.748 | 34921.4825 | 35689.7551 | 36474.9297 | 37277.3782 | 38097.4805 | 38935.6251 | 39792.2088 | 40667.6374 | 41562.3254 | 42476.6966 | 43411.1839 | 44366.23 | 45342.287 | 46339.8173 | 47359.2933 | 48401.1978 | 49466.0241 | 50554.2766 | 51666.4707 | 0 | 0 | 0 | 0 | 0 | 0 | 0 | 0 | 0 | 0 | 0 | 0 | 0 | 0 | 0 | 0 | 0 | 0 | 0 |  | 0 | 0 | 0 | 0 | 0 | 0 | 503700.9565 | 575944.3982 | 648368.5365 | 721009.7903 | 736872.0057 | 753083.1898 | 769651.02 | 786583.3424 | 803888.1759 | 821573.7158 | 839648.3376 | 858120.601 | 876999.2542 | 896293.2378 | 916011.689 | 936163.9462 | 956759.553 | 977808.2632 | 999320.045 | 1021305.086 | 1043773.7979 | 1066736.8214 | 1090205.0315 | 1114189.5422 | 1138701.7121 | 1163753.1498 | 1189355.7191 | 1215521.5449 | 1242263.0189 | 1269592.8053 | 1297523.847 | 1326069.3716 | 1355242.8978 | 1385058.2416 | 1415529.5229 | 1446671.1724 | 1478497.9382 | 1511024.8928 | 1544267.4404 | 1578241.3241 | 1612962.6333 | 0 | 0 | 0 | 0 | 0 | 0 | 0 | 0 | 0 | 0 | 0 | 0 | 0 | 0 | 0 | 0 | 0 | 0 | 0 | [67 empty] | 7633.2436 | 7137.9684 | 6857.1439 | 6204.0328 | 5332.1042 | 4809.545 | 4386.5781 | 3819.0829 | 3254.9593 | 2778.6635 | 2882.1713 | 2879.0411 | 3005.7068 | 2908.9476 | 3145.438 | 3121.8923 | 3327.6524 | 3248.8175 | 3260.1363 | 3502.5098 | 3568.437 | 3699.3398 | 3883.4864 | 3758.9951 | 3854.188 | 4094.1549 | 4019.6685 | 4114.5807 | 4266.895 | 4522.6266 | 4428.3627 | 4438.0668 | 4656.2232 | 4943.1997 | 4935.8223 | 5251.9811 | 5359.4897 | 5477.7125 | 5317.0987 | 5792.9521 | 5553.4569 | 6104.7402 | 5809.6526 | 6329.8757 | 6244.0635 | 6330.3232 | 6603.0686 | 1812.0176 | 1653.322 | 1403.2137 | 1204.3598 | 1003.4402 | 801.5484 | 609.888 | 413.1488 | 205.7019 | 0 | 0 | 0 | 0 | 0 | 0 | 0 | 0 | 0 |  | 7666.1189 | 6820.5138 | 6465.6471 | 6121.7822 | 5451.4914 | 4609.864 | 4468.6214 | 3662.3766 | 3338.507 | 2772.8689 | 2754.728 | 2904.3338 | 2903.483 | 2963.6598 | 3037.7149 | 3135.6543 | 3035.4677 | 3193.9067 | 3325.5741 | 3492.8652 | 3449.6722 | 3657.0486 | 3780.5635 | 3875.2009 | 3730.6747 | 3959.5953 | 4074.7331 | 4145.3901 | 4232.9548 | 4177.6235 | 4112.4528 | 4268.889 | 4456.2777 | 4726.8449 | 4603.4777 | 4876.3443 | 4848.7412 | 4754.2477 | 5194.2631 | 5107.6555 | 5490.8043 | 5402.2986 | 5474.3201 | 5526.1107 | 5735.3979 | 5831.8827 | 6161.5617 | 1687.2755 | 1498.5148 | 1339.5443 | 1110.8621 | 958.9699 | 760.2582 | 589.5193 | 397.8465 | 188.1982 | 0 | 0 | 0 | 0 | 0 | 0 | 0 | 0 | 0 |  | 7311.8945 | 7200.769 | 6364.226 | 5648.4489 | 5259.5831 | 4722.5386 | 4031.5583 | 3588.0605 | 3208.1504 | 2561.677 | 2602.2374 | 2728.5347 | 2779.2125 | 2910.7447 | 3039.7279 | 3132.7213 | 2987.18 | 3224.6145 | 3227.8334 | 3214.2104 | 3392.3587 | 3539.0604 | 3526.348 | 3575.7531 | 3665.6635 | 3786.3806 | 3701.1497 | 3933.8595 | 3774.2083 | 3980.2288 | 4242.501 | 4310.0615 | 4459.6185 | 4361.6117 | 4657.5588 | 4514.5834 | 4737.6563 | 5116.5526 | 4940.9767 | 5159.024 | 5205.7734 | 5381.8847 | 5623.9631 | 5676.0802 | 5789.0917 | 5997.9231 | 6106.162 | 1740.3939 | 1565.4392 | 1264.7033 | 1173.1166 | 914.6153 | 781.0165 | 570.8741 | 388.1095 | 186.8339 | 0 | 0 | 0 | 0 | 0 | 0 | 0 | 0 | 0
UG-1PH | 4.372% | 4.536% | TH-G16 | White River Jct | 203725 | 203725: Tucker Hill L1 294–333 | 618564 | 0 | 1PH | UG | 2.25 | Zone 3 | 293 | 1304735 |  |  |  |  | 1515998.036 |  | 1256076.6205 | 259921.4155 | 61166.5354 | 34875.8927 | 48992.3503 | 162239.3263 | 5064908.9675 | 0 | 0 | 6396.1034 | 59803.59 | 61417.8246 | 62964.431 |  |  |  |  | 14115.9856 | 28196.9774 | 42194.9469 | 56124.8913 | 70000.8788 | 83836.1243 | 97643.0517 | 111433.3572 | 125213.5533 | 138984.4024 | 135198.0004 | 131445.3367 | 127785.9013 | 124200.8312 | 120672.4141 | 117183.9931 | 113719.8896 | 110265.3244 | 106811.9572 | 103358.59 | 99941.2441 | 96632.738 | 93471.4876 | 90460.7324 | 87603.7833 | 84904.0241 | 82364.913 | 79989.9841 | 77782.8496 | 75747.2009 | 73842.0324 | 71980.6782 | 70119.324 | 68257.9699 | 66396.6157 | 64535.2615 | 62673.9074 | 60812.5532 | 58951.199 | 57089.8449 | 55228.4907 | 53367.1365 | 51505.7824 | 49644.4282 | 47783.074 | 45921.7198 | 44060.3657 | 42199.0115 | 40337.6573 | 38476.3032 | 34089.7003 | 29815.9846 | 25657.6395 | 21617.2032 | 17697.2697 | 13900.4901 | 10229.5738 | 6687.2896 | 3276.4677 | -4.5167e-12 | -4.5167e-12 | -4.5167e-12 | -4.5167e-12 | -4.5167e-12 | -4.5167e-12 | -4.5167e-12 | 2107.147 | 4260.6513 | 6461.5326 | 8710.8334 | 11009.6187 | 13358.9774 | 15760.0219 | 18213.8894 | 18213.8894 | 23284.7674 | 23284.7674 | 23284.7674 | 23284.7674 | 23284.7674 | 23284.7674 | 23284.7674 | 23284.7674 | 23284.7674 | 23284.7674 | 23284.7674 | 23284.7674 | 23284.7674 | 23284.7674 | 23284.7674 | 23284.7674 | 23284.7674 | 23284.7674 | 23284.7674 | 23284.7674 | 23284.7674 | 23284.7674 | 23284.7674 | 23284.7674 | 23284.7674 | 23284.7674 | 23284.7674 | 23284.7674 | 23284.7674 | 23284.7674 | 23284.7674 | 23284.7674 | 23284.7674 | 23284.7674 | 23284.7674 | 23284.7674 | 23284.7674 | 23284.7674 | 23284.7674 | 23284.7674 | 23284.7674 | 21177.6203 | 19024.1161 | 16823.2347 | 14573.934 | 12275.1486 | 9925.79 | 7524.7454 | 5070.8779 | 2563.0253 | 0 | 0 | 0 | 0 | 0 | 0 | 0 | 7628.8288 | 7249.3431 | 6301.4338 | 6099.4714 | 5464.9986 | 4788.9445 | 3911.606 | 3237.8889 | 2655.8252 | 2131.1805 | 2083.1245 | 2089.5165 | 2335.6355 | 2299.8183 | 2251.6567 | 2314.2868 | 2411.5103 | 2464.7221 | 2576.3591 | 2554.8711 | 2661.9378 | 2806.9292 | 2846.3212 | 2937.3832 | 3026.9837 | 2966.5458 | 3186.0301 | 3181.7248 | 3146.8692 | 3235.6669 | 3424.6239 | 3544.5736 | 3494.9573 | 3471.7121 | 3851.5748 | 3980.3141 | 4061.7304 | 4032.1121 | 4279.4363 | 4359.9409 | 4164.6969 | 4531.2337 | 4388.7691 | 4673.5449 | 4603.2273 | 4751.8654 | 5009.0672 | 4997.3331 | 5378.8185 | 5299.7958 | 5429.4723 | 5352.1405 | 5499.8586 | 5749.2302 | 6181.0249 | 6165.2286 | 463.0151 | 415.2791 | 377.9823 | 5.7673e-18 | 4.6417e-18 | 3.749e-18 | 2.764e-18 | 1.8182e-18 | 8.4588e-19 |  | 3436.8862 | 3213.7966 | 2992.6785 | 2773.4169 | 2555.8979 | 2340.0086 | 2125.637 | 1912.6723 | 1701.0043 | 1490.5238 | 1523.3153 | 1556.8283 | 1591.0785 | 1626.0822 | 1661.856 | 1698.4169 | 1735.782 | 1773.9692 | 1812.9966 | 1852.8825 | 1893.6459 | 1935.3061 | 1977.8829 | 2021.3963 | 2065.867 | 2111.3161 | 2157.765 | 2205.2359 | 2253.751 | 2303.3336 | 2354.0069 | 2405.7951 | 2458.7225 | 2512.8144 | 2568.0964 | 2624.5945 | 2682.3356 | 2741.3469 | 2801.6566 | 2863.293 | 2926.2855 | 2990.6637 | 3056.4583 | 3123.7004 | 3192.4218 | 3262.6551 | 3334.4335 | 3407.7911 | 3482.7625 | 3559.3832 | 3637.6897 | 3717.7189 | 3799.5087 | 3883.0979 | 3968.526 | 4055.8336 | 1676.4618 | 1486.9066 | 1298.3965 | 1110.8342 | 924.1233 | 738.1679 | 552.8725 | 368.1423 | 183.8829 | 0 | 108.361 | 107.2305 | 106.1561 | 105.1371 | 104.1729 | 103.2631 | 102.4069 | 101.604 | 100.8538 | 100.1558 | 102.3592 | 104.6111 | 106.9126 | 109.2647 | 111.6685 | 114.1252 | 116.6359 | 119.2019 | 121.8244 | 124.5045 | 127.2436 | 130.043 | 132.9039 | 135.8278 | 138.816 | 141.87 | 144.9911 | 148.1809 | 151.4409 | 154.7726 | 158.1776 | 161.6575 | 165.2139 | 168.8487 | 172.5633 | 176.3597 | 180.2396 | 184.2049 | 188.2574 | 192.3991 | 196.6319 | 200.9578 | 205.3788 | 209.8972 | 214.5149 | 219.2342 | 224.0574 | 228.9866 | 234.0243 | 239.1729 | 244.4347 | 249.8122 | 255.3081 | 260.9249 | 266.6652 | 272.5319 | 185.9117 | 164.8909 | 143.986 | 123.1862 | 102.4809 | 81.8593 | 61.3109 | 40.8252 | 20.3917 | 0 | 3984.896 | 3672.9419 | 3363.3288 | 3055.8961 | 2750.4848 | 2446.937 | 2145.0959 | 1844.8061 | 1545.913 | 1248.2629 | 1275.7247 | 1303.7906 | 1332.474 | 1361.7885 | 1391.7478 | 1422.3663 | 1453.6583 | 1485.6388 | 1518.3229 | 1551.726 | 1585.8639 | 1620.7529 | 1656.4095 | 1692.8505 | 1730.0932 | 1768.1553 | 1807.0547 | 1846.8099 | 1887.4397 | 1928.9634 | 1971.4006 | 2014.7714 | 2059.0964 | 2104.3965 | 2150.6932 | 2198.0085 | 2246.3647 | 2295.7847 | 2346.2919 | 2397.9104 | 2450.6644 | 2504.579 | 2559.6797 | 2615.9927 | 2673.5445 | 2732.3625 | 2792.4745 | 2853.9089 | 2916.6949 | 2980.8622 | 3046.4412 | 3113.4629 | 3181.9591 | 3251.9622 | 3323.5053 | 3396.6225 | 742.5952 | 658.631 | 575.1297 | 492.0483 | 409.344 | 326.9743 | 244.897 | 163.0701 | 81.4516 | 0 | 582.887 | 549.5379 | 516.5186 | 483.8117 | 451.4003 | 419.2675 | 387.3966 | 355.771 | 324.3743 | 293.1903 | 299.6405 | 306.2326 | 312.9697 | 319.855 | 326.8918 | 334.0834 | 341.4333 | 348.9448 | 356.6216 | 364.4673 | 372.4856 | 380.6802 | 389.0552 | 397.6144 | 406.3619 | 415.3019 | 424.4385 | 433.7762 | 443.3193 | 453.0723 | 463.0399 | 473.2268 | 483.6377 | 494.2778 | 505.1519 | 516.2652 | 527.6231 | 539.2308 | 551.0938 | 563.2179 | 575.6087 | 588.2721 | 601.2141 | 614.4408 | 627.9585 | 641.7736 | 655.8926 | 670.3222 | 685.0693 | 700.1408 | 715.5439 | 731.2859 | 747.3742 | 763.8164 | 780.6204 | 797.794 | 385.442 | 341.8606 | 298.5195 | 255.3963 | 212.4688 | 169.7151 | 127.1131 | 84.6411 | 42.2772 | 0 | 123.9841 | 114.732 | 105.5523 | 96.4402 | 87.3909 | 78.3999 | 69.4624 | 60.5738 | 51.7297 | 42.9253 | 43.8697 | 44.8348 | 45.8212 | 46.8292 | 47.8595 | 48.9124 | 49.9885 | 51.0882 | 52.2121 | 53.3608 | 54.5347 | 55.7345 | 56.9607 | 58.2138 | 59.4945 | 60.8034 | 62.1411 | 63.5082 | 64.9053 | 66.3333 | 67.7926 | 69.284 | 70.8083 | 72.3661 | 73.9581 | 75.5852 | 77.2481 | 78.9475 | 80.6844 | 82.4594 | 84.2735 | 86.1276 | 88.0224 | 89.9588 | 91.9379 | 93.9606 | 96.0277 | 98.1403 | 100.2994 | 102.506 | 104.7611 | 107.0659 | 109.4213 | 111.8286 | 114.2888 | 116.8032 | 33.335 | 29.5659 | 25.8175 | 22.088 | 18.3754 | 14.6779 | 10.9934 | 7.3202 | 3.6564 | 0 | 40.5262 | 81.0105 | 121.4737 | 161.9361 | 202.4183 | 242.9409 | 283.5242 | 324.1887 | 364.9549 | 405.8434 | 414.7719 | 423.8969 | 433.2226 | 442.7535 | 452.4941 | 462.449 | 472.6229 | 483.0206 | 493.647 | 504.5073 | 515.6064 | 526.9498 | 538.5427 | 550.3906 | 562.4992 | 574.8742 | 587.5214 | 600.4469 | 613.6567 | 627.1572 | 640.9546 | 655.0556 | 669.4668 | 684.1951 | 699.2474 | 714.6308 | 730.3527 | 746.4205 | 762.8417 | 779.6243 | 796.776 | 814.3051 | 832.2198 | 850.5286 | 869.2402 | 888.3635 | 907.9075 | 927.8815 | 948.2949 | 969.1574 | 990.4788 | 1012.2694 | 1034.5393 | 1057.2991 | 1080.5597 | 1104.332 | 991.5437 | 879.4313 | 767.9369 | 657.0031 | 546.5729 | 436.5895 | 326.9966 | 217.7379 | 108.7576 | 0 | 4840.6542 | 4525.4528 | 4213.0294 | 3903.2212 | 3595.8674 | 3290.8083 | 2987.886 | 2686.9436 | 2387.8257 | 2090.3777 | 2136.366 | 2183.3661 | 2231.4001 | 2280.4909 | 2330.6617 | 2381.9363 | 2434.3389 | 2487.8943 | 2542.628 | 2598.5658 | 2655.7343 | 2714.1604 | 2773.872 | 2834.8971 | 2897.2649 | 2961.0047 | 3026.1468 | 3092.722 | 3160.7619 | 3230.2987 | 3301.3653 | 3373.9953 | 3448.2232 | 3524.0841 | 3601.6139 | 3680.8495 | 3761.8281 | 3844.5884 | 3929.1693 | 4015.611 | 4103.9545 | 4194.2415 | 4286.5148 | 4380.8181 | 4477.1961 | 4575.6944 | 4676.3597 | 4779.2396 | 4884.3829 | 4991.8393 | 5101.6598 | 5213.8963 | 5328.602 | 5445.8312 | 5565.6395 | 5688.0836 | 2338.8275 | 2074.3796 | 1811.3896 | 1549.7219 | 1289.242 | 1029.8161 | 771.311 | 513.5944 | 256.5345 | 0 | 46.6423 | 92.7324 | 133.7007 | 176.755 | 222.072 | 266.3176 | 310.1977 | 353.9938 | 397.7281 | 441.4229 | 450.2513 | 459.2563 | 468.4415 | 477.8103 | 487.3665 | 497.1138 | 507.0561 | 517.1972 | 527.5412 | 538.092 | 548.8538 | 559.8309 | 571.0275 | 582.4481 | 594.0971 | 605.979 | 618.0986 | 630.4605 | 643.0698 | 655.9312 | 669.0498 | 683.7689 | 698.8118 | 714.1856 | 729.8977 | 745.9555 | 762.3665 | 779.1386 | 796.2796 | 813.7978 | 831.7013 | 849.9987 | 868.6987 | 887.8101 | 907.3419 | 927.3034 | 947.7041 | 968.5536 | 989.8618 | 1011.6387 | 1033.8948 | 1056.6405 | 1079.8866 | 1103.6441 | 1127.9242 | 1152.7386 | 1035.0063 | 917.9796 | 801.5981 | 685.8017 | 570.531 | 455.7267 | 341.3299 | 227.282 | 113.5248 | 0 |  | 0 | 0 | 0 | 0 | 0 | 0 | 0 | 0 | 0 | 0 | 0 | 0 | 0 | 0 | 0 | 0 | 0 | 0 | 0 | 0 | 0 | 0 | 0 | 0 | 0 | 0 | 0 | 0 | 0 | 0 | 0 | 0 | 0 | 0 | 0 | 0 | 0 | 0 | 0 | 0 | 0 | 0 | 0 | 0 | 0 | 0 | 0 | 0 | 0 | 0 | 0 | 0 | 0 | 0 | 0 | 0 | 0 | 0 | 0 | 0 | 0 | 0 | 0 | 0 | 0 | 0 |  | 0 | 0 | 0 | 0 | 0 | 0 | 0 | 0 | 0 | 0 | 0 | 0 | 0 | 0 | 0 | 0 | 0 | 0 | 0 | 0 | 0 | 0 | 0 | 0 | 0 | 0 | 0 | 0 | 0 | 0 | 0 | 0 | 0 | 0 | 0 | 0 | 0 | 0 | 0 | 0 | 0 | 0 | 0 | 0 | 0 | 0 | 0 | 0 | 0 | 0 | 0 | 0 | 0 | 0 | 0 | 0 | 0 | 0 | 0 | 0 | 0 | 0 | 0 | 0 | 0 | 0 | [67 empty] | 7918.0516 | 7328.1087 | 6953.9643 | 6199.3797 | 5232.4885 | 4613.7637 | 4086.6527 | 3421.4138 | 2760.0019 | 2168.4615 | 2249.2387 | 2246.7959 | 2345.6455 | 2270.1349 | 2454.6913 | 2436.3163 | 2596.891 | 2535.3684 | 2544.2016 | 2733.3492 | 2784.7986 | 2886.9548 | 3030.6623 | 2933.5096 | 3007.7979 | 3195.0675 | 3136.9385 | 3211.0077 | 3329.8733 | 3529.4456 | 3455.8823 | 3463.4553 | 3633.704 | 3857.6597 | 3851.9025 | 4098.6319 | 4182.5313 | 4274.7921 | 4149.4495 | 4520.8042 | 4333.9028 | 4764.1228 | 4533.8372 | 4939.8179 | 4872.8503 | 4940.1671 | 5153.017 | 5063.8716 | 5324.0065 | 5288.4964 | 5422.1763 | 5549.8227 | 5672.0886 | 5889.0386 | 6122.9534 | 6237.6079 | 470.2009 | 426.8634 | 354.351 | 5.7971e-18 | 4.7338e-18 | 3.7872e-18 | 2.6643e-18 | 1.8425e-18 | 8.813e-19 |  | 7952.1535 | 7002.1978 | 6556.9397 | 6117.1907 | 5349.6454 | 4422.211 | 4163.0864 | 3281.0248 | 2830.8451 | 2163.9394 | 2149.7823 | 2266.5343 | 2265.8703 | 2312.8321 | 2370.6245 | 2447.0562 | 2368.8708 | 2492.5162 | 2595.2691 | 2725.8226 | 2692.1149 | 2853.9509 | 2950.3416 | 3024.1964 | 2911.4084 | 3090.0575 | 3179.9108 | 3235.0512 | 3303.3865 | 3260.2061 | 3209.3471 | 3331.4294 | 3477.6671 | 3688.817 | 3592.5416 | 3805.4859 | 3783.9446 | 3710.2021 | 4053.5889 | 3986.0006 | 4285.0089 | 4215.9393 | 4272.1446 | 4312.5619 | 4475.8891 | 4551.1856 | 4808.4662 | 4715.2669 | 4825.4982 | 5048.5364 | 5001.2379 | 5303.8661 | 5379.9021 | 5692.36 | 5896.1694 | 5706.8363 | 441.5348 | 380.936 | 345.702 | 5.4818e-18 | 4.419e-18 | 3.466e-18 | 2.5369e-18 | 1.612e-18 | 8.4675e-19 |  | 7584.7125 | 7392.5822 | 6454.0866 | 5644.2124 | 5161.3223 | 4530.299 | 3755.9068 | 3214.447 | 2720.3109 | 1999.1258 | 2030.7791 | 2129.3411 | 2168.8899 | 2271.5373 | 2372.1955 | 2444.7672 | 2331.1872 | 2516.4805 | 2518.9925 | 2508.3611 | 2647.3876 | 2761.8732 | 2751.9525 | 2790.5081 | 2860.674 | 2954.8812 | 2888.3672 | 3069.9733 | 2945.382 | 3106.1598 | 3310.8363 | 3363.5604 | 3480.2742 | 3403.7901 | 3634.7463 | 3523.1687 | 3697.2542 | 3992.9439 | 3855.9249 | 4026.0884 | 4062.5716 | 4200.0083 | 4388.9256 | 4429.5977 | 4517.7915 | 4680.763 | 4765.2323 | 4863.7118 | 5041.0075 | 4766.4718 | 5281.5157 | 5058.5501 | 5526.7969 | 5512.3229 | 5751.8659 | 5665.466 | 419.4517 | 395.6402 | 335.5864 | 5.4715e-18 | 4.4006e-18 | 3.5337e-18 | 2.6196e-18 | 1.5805e-18 | 8.1604e-19
UG-1PH | 3.876% | 4.032% | DM-G6 | Brattleboro | 203953 | 203953: L.9-P.61 Quarry Rd | 555745 | 555590 | 1PH | UG | 2 | Zone 3 | 84 | 1156671 |  |  |  |  | 1343959.474 |  | 1113534.4731 | 230425.0009 | 54370.2537 | 6358.0072 | 43548.7558 | 28761.246 | 627808.2726 | 0 | 0 | 5685.4253 | 53158.7466 | 54593.6219 | 55968.3831 |  |  |  |  | 12514.0747 | 24997.1267 | 37406.5779 | 49755.7237 | 62057.0357 | 74322.2292 | 86562.3182 | 98787.6716 | 111004.0628 | 123212.1678 | 119855.4544 | 116528.6507 | 113284.4955 | 110106.2665 | 106978.2614 | 103885.7136 | 100814.7236 | 97752.1896 | 94690.7176 | 91629.2456 | 88599.707 | 85666.657 | 82864.1517 | 80195.0632 | 77662.3266 | 75268.9416 | 73017.974 | 70912.5569 | 68955.8925 | 67151.2534 | 65462.2873 | 63812.1634 | 62162.0395 | 60511.9157 | 58861.7918 | 57211.6679 | 55561.544 | 53911.4201 | 52261.2962 | 50611.1723 | 48961.0485 | 47310.9246 | 45660.8007 | 44010.6768 | 42360.5529 | 40710.429 | 39060.3051 | 37410.1813 | 35760.0574 | 34109.9335 | 30221.1313 | 26432.4056 | 22745.958 | 19164.0387 | 15688.9473 | 12323.034 | 9068.7008 | 5928.4023 | 2904.6474 | -4.0041e-12 | -4.0041e-12 | -4.0041e-12 | -4.0041e-12 | -4.0041e-12 | -4.0041e-12 | -4.0041e-12 | 1868.0237 | 3777.1439 | 5728.2647 | 7722.3102 | 9760.2247 | 11842.9733 | 13971.5423 | 16146.9399 | 16146.9399 | 20642.3643 | 20642.3643 | 20642.3643 | 20642.3643 | 20642.3643 | 20642.3643 | 20642.3643 | 20642.3643 | 20642.3643 | 20642.3643 | 20642.3643 | 20642.3643 | 20642.3643 | 20642.3643 | 20642.3643 | 20642.3643 | 20642.3643 | 20642.3643 | 20642.3643 | 20642.3643 | 20642.3643 | 20642.3643 | 20642.3643 | 20642.3643 | 20642.3643 | 20642.3643 | 20642.3643 | 20642.3643 | 20642.3643 | 20642.3643 | 20642.3643 | 20642.3643 | 20642.3643 | 20642.3643 | 20642.3643 | 20642.3643 | 20642.3643 | 20642.3643 | 20642.3643 | 20642.3643 | 20642.3643 | 18774.3406 | 16865.2204 | 14914.0996 | 12920.0541 | 10882.1396 | 8799.391 | 6670.8219 | 4495.4243 | 2272.168 | 0 | 0 | 0 | 0 | 0 | 0 | 0 | 6781.1812 | 6443.8606 | 5601.2745 | 5421.7524 | 4857.7765 | 4256.8395 | 3476.9831 | 2878.1234 | 2360.7335 | 1894.3827 | 1851.6662 | 1857.348 | 2076.1205 | 2044.283 | 2001.4727 | 2057.1438 | 2143.5647 | 2190.8641 | 2290.097 | 2270.9966 | 2366.1669 | 2495.0482 | 2530.0633 | 2611.0072 | 2690.6522 | 2636.9296 | 2832.0268 | 2828.1998 | 2797.2171 | 2876.1484 | 3044.1101 | 3150.7321 | 3106.6287 | 3085.9663 | 3423.622 | 3538.057 | 3610.427 | 3584.0996 | 3803.9434 | 3875.503 | 3701.9528 | 4027.7633 | 3901.128 | 4154.2621 | 4091.7576 | 4223.8804 | 4452.5042 | 4442.0739 | 4781.172 | 4710.9296 | 4826.1976 | 4757.4582 | 4888.7632 | 5110.4268 | 5494.2443 | 5480.2032 | 411.5689 | 369.137 | 335.9843 | 5.1265e-18 | 4.1259e-18 | 3.3324e-18 | 2.4569e-18 | 1.6162e-18 | 7.5189e-19 |  | 626.5574 | 585.8873 | 545.5766 | 505.6044 | 465.9499 | 426.5924 | 387.5117 | 348.6874 | 310.0995 | 271.7281 | 277.7061 | 283.8157 | 290.0596 | 296.4409 | 302.9626 | 309.6278 | 316.4396 | 323.4013 | 330.5161 | 337.7875 | 345.2188 | 352.8136 | 360.5755 | 368.5082 | 376.6154 | 384.9009 | 393.3687 | 402.0228 | 410.8673 | 419.9064 | 429.1444 | 438.5855 | 448.2344 | 458.0956 | 468.1737 | 478.4735 | 488.9999 | 499.7579 | 510.7526 | 521.9891 | 533.4729 | 545.2093 | 557.2039 | 569.4624 | 581.9906 | 594.7944 | 607.8798 | 621.2532 | 634.9208 | 648.889 | 663.1646 | 677.7542 | 692.6648 | 707.9034 | 723.4773 | 739.3938 | 305.6253 | 271.0687 | 236.7026 | 202.5093 | 168.4712 | 134.5708 | 100.7907 | 67.1137 | 33.5225 | 0 | 96.3209 | 95.316 | 94.3609 | 93.4552 | 92.5982 | 91.7894 | 91.0284 | 90.3147 | 89.6478 | 89.0274 | 90.986 | 92.9877 | 95.0334 | 97.1241 | 99.2609 | 101.4446 | 103.6764 | 105.9573 | 108.2883 | 110.6707 | 113.1054 | 115.5937 | 118.1368 | 120.7358 | 123.392 | 126.1066 | 128.881 | 131.7164 | 134.6141 | 137.5756 | 140.6023 | 143.6955 | 146.8568 | 150.0877 | 153.3896 | 156.7642 | 160.213 | 163.7377 | 167.3399 | 171.0214 | 174.7839 | 178.6291 | 182.559 | 186.5753 | 190.6799 | 194.8749 | 199.1621 | 203.5437 | 208.0216 | 212.5981 | 217.2753 | 222.0553 | 226.9406 | 231.9332 | 237.0358 | 242.2506 | 165.2548 | 146.5697 | 127.9876 | 109.4989 | 91.0941 | 72.7638 | 54.4986 | 36.2891 | 18.126 | 0 | 3542.1297 | 3264.8373 | 2989.6256 | 2716.3521 | 2444.8754 | 2175.0551 | 1906.7519 | 1639.8276 | 1374.1449 | 1109.567 | 1133.9775 | 1158.925 | 1184.4214 | 1210.4786 | 1237.1092 | 1264.3256 | 1292.1407 | 1320.5678 | 1349.6203 | 1379.312 | 1409.6568 | 1440.6693 | 1472.364 | 1504.756 | 1537.8607 | 1571.6936 | 1606.2708 | 1641.6088 | 1677.7242 | 1714.6341 | 1752.3561 | 1790.9079 | 1830.3079 | 1870.5747 | 1911.7273 | 1953.7853 | 1996.7686 | 2040.6975 | 2085.5928 | 2131.4759 | 2178.3683 | 2226.2925 | 2275.2709 | 2325.3268 | 2376.484 | 2428.7667 | 2482.1996 | 2536.8079 | 2592.6177 | 2649.6553 | 2707.9477 | 2767.5226 | 2828.4081 | 2890.633 | 2954.227 | 3019.22 | 660.0846 | 585.4498 | 511.2264 | 437.3762 | 363.8613 | 290.6438 | 217.6862 | 144.9512 | 72.4014 | 0 | 518.1218 | 488.4781 | 459.1276 | 430.0549 | 401.2447 | 372.6823 | 344.3526 | 316.2409 | 288.3327 | 260.6136 | 266.3471 | 272.2067 | 278.1953 | 284.3156 | 290.5705 | 296.9631 | 303.4963 | 310.1732 | 316.997 | 323.9709 | 331.0983 | 338.3824 | 345.8268 | 353.435 | 361.2106 | 369.1572 | 377.2787 | 385.5788 | 394.0616 | 402.7309 | 411.591 | 420.646 | 429.9002 | 439.358 | 449.0239 | 458.9024 | 468.9983 | 479.3162 | 489.8612 | 500.6381 | 511.6522 | 522.9085 | 534.4125 | 546.1696 | 558.1853 | 570.4654 | 583.0156 | 595.842 | 608.9505 | 622.3474 | 636.0391 | 650.0319 | 664.3326 | 678.9479 | 693.8848 | 709.1503 | 342.6151 | 303.8761 | 265.3506 | 227.0189 | 188.8612 | 150.8579 | 112.9894 | 75.2365 | 37.5798 | 0 | 110.2081 | 101.984 | 93.8243 | 85.7246 | 77.6808 | 69.6888 | 61.7443 | 53.8434 | 45.9819 | 38.1558 | 38.9953 | 39.8532 | 40.7299 | 41.626 | 42.5418 | 43.4777 | 44.4342 | 45.4117 | 46.4108 | 47.4318 | 48.4753 | 49.5418 | 50.6317 | 51.7456 | 52.884 | 54.0475 | 55.2365 | 56.4517 | 57.6936 | 58.9629 | 60.2601 | 61.5858 | 62.9407 | 64.3254 | 65.7405 | 67.1868 | 68.6649 | 70.1756 | 71.7194 | 73.2973 | 74.9098 | 76.5578 | 78.2421 | 79.9634 | 81.7226 | 83.5205 | 85.358 | 87.2358 | 89.155 | 91.1164 | 93.121 | 95.1697 | 97.2634 | 99.4032 | 101.5901 | 103.825 | 29.6311 | 26.2808 | 22.9489 | 19.6338 | 16.3337 | 13.047 | 9.7719 | 6.5068 | 3.2501 | 0 | 36.0233 | 72.0094 | 107.9766 | 143.9432 | 179.9274 | 215.9474 | 252.0215 | 288.1677 | 324.4044 | 360.7497 | 368.6862 | 376.7973 | 385.0868 | 393.5587 | 402.217 | 411.0658 | 420.1092 | 429.3516 | 438.7974 | 448.4509 | 458.3168 | 468.3998 | 478.7046 | 489.2361 | 499.9993 | 510.9993 | 522.2413 | 533.7306 | 545.4726 | 557.473 | 569.7374 | 582.2717 | 595.0816 | 608.1734 | 621.5532 | 635.2274 | 649.2024 | 663.4849 | 678.0815 | 692.9993 | 708.2453 | 723.8267 | 739.7509 | 756.0254 | 772.658 | 789.6565 | 807.0289 | 824.7835 | 842.9288 | 861.4732 | 880.4256 | 899.795 | 919.5905 | 939.8215 | 960.4975 | 981.6285 | 881.3722 | 781.7167 | 682.6106 | 584.0028 | 485.8426 | 388.0796 | 290.6636 | 193.5448 | 96.6734 | 0 | 4302.8037 | 4022.6247 | 3744.915 | 3469.53 | 3196.3265 | 2925.163 | 2655.8987 | 2388.3943 | 2122.5117 | 1858.1135 | 1898.992 | 1940.7698 | 1983.4668 | 2027.103 | 2071.6993 | 2117.2767 | 2163.8568 | 2211.4616 | 2260.1138 | 2309.8363 | 2360.6527 | 2412.587 | 2465.664 | 2519.9086 | 2575.3466 | 2632.0042 | 2689.9083 | 2749.0863 | 2809.5662 | 2871.3766 | 2934.5469 | 2999.1069 | 3065.0873 | 3132.5192 | 3201.4346 | 3271.8662 | 3343.8472 | 3417.4119 | 3492.5949 | 3569.432 | 3647.9595 | 3728.2146 | 3810.2354 | 3894.0605 | 3979.7299 | 4067.2839 | 4156.7642 | 4248.213 | 4341.6737 | 4437.1905 | 4534.8087 | 4634.5745 | 4736.5351 | 4840.7389 | 4947.2351 | 5056.0743 | 2078.9578 | 1843.893 | 1610.1241 | 1377.5306 | 1145.9929 | 915.3921 | 685.6098 | 456.5284 | 228.0307 | 0 | 41.4598 | 82.4288 | 118.845 | 157.1156 | 197.3973 | 236.7267 | 275.7313 | 314.6612 | 353.5361 | 392.3759 | 400.2234 | 408.2279 | 416.3924 | 424.7203 | 433.2147 | 441.879 | 450.7165 | 459.7309 | 468.9255 | 478.304 | 487.8701 | 497.6275 | 507.58 | 517.7316 | 528.0863 | 538.648 | 549.421 | 560.4094 | 571.6176 | 583.0499 | 594.7109 | 607.7946 | 621.166 | 634.8317 | 648.798 | 663.0715 | 677.6591 | 692.5676 | 707.8041 | 723.3758 | 739.2901 | 755.5544 | 772.1766 | 789.1645 | 806.5261 | 824.2697 | 842.4036 | 860.9365 | 879.8771 | 899.2344 | 919.0176 | 939.236 | 959.8992 | 981.0169 | 1002.5993 | 1024.6565 | 920.0056 | 815.9819 | 712.5316 | 609.6016 | 507.1387 | 405.0904 | 303.4044 | 202.0285 | 100.9109 | 0 |  | 0 | 0 | 0 | 0 | 0 | 0 | 0 | 0 | 0 | 0 | 0 | 0 | 0 | 0 | 0 | 0 | 0 | 0 | 0 | 0 | 0 | 0 | 0 | 0 | 0 | 0 | 0 | 0 | 0 | 0 | 0 | 0 | 0 | 0 | 0 | 0 | 0 | 0 | 0 | 0 | 0 | 0 | 0 | 0 | 0 | 0 | 0 | 0 | 0 | 0 | 0 | 0 | 0 | 0 | 0 | 0 | 0 | 0 | 0 | 0 | 0 | 0 | 0 | 0 | 0 | 0 |  | 0 | 0 | 0 | 0 | 0 | 0 | 0 | 0 | 0 | 0 | 0 | 0 | 0 | 0 | 0 | 0 | 0 | 0 | 0 | 0 | 0 | 0 | 0 | 0 | 0 | 0 | 0 | 0 | 0 | 0 | 0 | 0 | 0 | 0 | 0 | 0 | 0 | 0 | 0 | 0 | 0 | 0 | 0 | 0 | 0 | 0 | 0 | 0 | 0 | 0 | 0 | 0 | 0 | 0 | 0 | 0 | 0 | 0 | 0 | 0 | 0 | 0 | 0 | 0 | 0 | 0 | [67 empty] | 7038.2681 | 6513.8744 | 6181.3016 | 5510.5597 | 4651.1009 | 4101.1233 | 3632.5802 | 3041.2567 | 2453.335 | 1927.5213 | 1999.3233 | 1997.1519 | 2085.0182 | 2017.8977 | 2181.9479 | 2165.6145 | 2308.3475 | 2253.6608 | 2261.5125 | 2429.6437 | 2475.3766 | 2566.182 | 2693.9221 | 2607.5641 | 2673.5982 | 2840.06 | 2788.3898 | 2854.2291 | 2959.8874 | 3137.285 | 3071.8954 | 3078.627 | 3229.9591 | 3429.0308 | 3423.9133 | 3643.2284 | 3717.8056 | 3799.8152 | 3688.3995 | 4018.4927 | 3852.358 | 4234.7758 | 4030.0775 | 4390.9492 | 4331.4225 | 4391.2597 | 4580.4595 | 4501.2192 | 4732.4503 | 4700.8857 | 4819.7122 | 4933.1757 | 5041.8565 | 5234.701 | 5442.6253 | 5544.5403 | 417.9564 | 379.4341 | 314.9787 | 5.153e-18 | 4.2078e-18 | 3.3664e-18 | 2.3682e-18 | 1.6378e-18 | 7.8338e-19 |  | 7068.5809 | 6224.1758 | 5828.3908 | 5437.5029 | 4755.2403 | 3930.8542 | 3700.5212 | 2916.4665 | 2516.3068 | 1923.5017 | 1910.9176 | 2014.6971 | 2014.1069 | 2055.8508 | 2107.2218 | 2175.161 | 2105.663 | 2215.57 | 2306.9059 | 2422.9534 | 2392.991 | 2536.8452 | 2622.5259 | 2688.1745 | 2587.9186 | 2746.7178 | 2826.5873 | 2875.6011 | 2936.3436 | 2897.961 | 2852.753 | 2961.2706 | 3091.2597 | 3278.9484 | 3193.3703 | 3382.6542 | 3363.5063 | 3297.9574 | 3603.1901 | 3543.1116 | 3808.8968 | 3747.5016 | 3797.4619 | 3833.3883 | 3978.5681 | 4045.4983 | 4274.1922 | 4191.3483 | 4289.3318 | 4487.5879 | 4445.5448 | 4714.5476 | 4782.1352 | 5059.8756 | 5241.0395 | 5072.7434 | 392.4754 | 338.6098 | 307.2907 | 4.8727e-18 | 3.928e-18 | 3.0809e-18 | 2.255e-18 | 1.4329e-18 | 7.5267e-19 |  | 6741.9666 | 6571.1842 | 5736.9659 | 5017.0777 | 4587.842 | 4026.9325 | 3338.5838 | 2857.2862 | 2418.0541 | 1777.0007 | 1805.137 | 1892.7477 | 1927.9022 | 2019.1443 | 2108.6182 | 2173.1264 | 2072.1664 | 2236.8716 | 2239.1044 | 2229.6543 | 2353.2334 | 2454.9984 | 2446.18 | 2480.4517 | 2542.8213 | 2626.5611 | 2567.4375 | 2728.8652 | 2618.1173 | 2761.0309 | 2942.9656 | 2989.8315 | 3093.5771 | 3025.5912 | 3230.8856 | 3131.7056 | 3286.4482 | 3549.2835 | 3427.4888 | 3578.7453 | 3611.1747 | 3733.3407 | 3901.2672 | 3937.4202 | 4015.8147 | 4160.6783 | 4235.7621 | 4323.2994 | 4480.8955 | 4236.8638 | 4694.6806 | 4496.4889 | 4912.7084 | 4899.8426 | 5112.7697 | 5035.9697 | 372.846 | 351.6802 | 298.299 | 4.8635e-18 | 3.9116e-18 | 3.1411e-18 | 2.3285e-18 | 1.4049e-18 | 7.2537e-19
UG-1PH | 5.329% | 5.544% | DM-G6 | Brattleboro | 203954 | 203954: L633-Timson Hl Rd/Baker B | 489476 | 0 | 1PH | UG | 2.75 | Zone 3 | 75 | 1590420 |  |  |  |  | 1847941.2267 |  | 1531107.3734 | 316833.8534 | 74759.0988 | 5676.7921 | 59879.5392 | 25679.6839 | 560543.1005 | 0 | 0 | 7817.4598 | 73093.2766 | 75066.2301 | 76956.5268 |  |  |  |  | 17206.8243 | 34370.9924 | 51433.9597 | 68414.0072 | 85328.2833 | 102192.8965 | 119022.9911 | 135832.8243 | 152630.3345 | 169416.4511 | 164800.9778 | 160226.6302 | 155765.9242 | 151395.8665 | 147094.8666 | 142842.6204 | 138620.0162 | 134409.0388 | 130199.5218 | 125990.0047 | 121824.396 | 117791.4589 | 113938.0206 | 110268.0299 | 106785.5228 | 103494.6238 | 100399.5485 | 97504.6048 | 94814.1957 | 92332.821 | 90010.4965 | 87741.5799 | 85472.6633 | 83203.7467 | 80934.8301 | 78665.9135 | 76396.9969 | 74128.0803 | 71859.1637 | 69590.2471 | 67321.3305 | 65052.4139 | 62783.4973 | 60514.5807 | 58245.6641 | 55976.7475 | 53707.8309 | 51438.9143 | 49169.9977 | 46901.0811 | 41553.9869 | 36344.4977 | 31275.6406 | 26350.5098 | 21572.267 | 16944.1438 | 12469.443 | 8151.5397 | 3993.8836 | -5.5057e-12 | -5.5057e-12 | -5.5057e-12 | -5.5057e-12 | -5.5057e-12 | -5.5057e-12 | -5.5057e-12 | 2568.5283 | 5193.5642 | 7876.3509 | 10618.159 | 13420.2868 | 16284.0614 | 19210.839 | 22202.0058 | 22202.0058 | 28383.204 | 28383.204 | 28383.204 | 28383.204 | 28383.204 | 28383.204 | 28383.204 | 28383.204 | 28383.204 | 28383.204 | 28383.204 | 28383.204 | 28383.204 | 28383.204 | 28383.204 | 28383.204 | 28383.204 | 28383.204 | 28383.204 | 28383.204 | 28383.204 | 28383.204 | 28383.204 | 28383.204 | 28383.204 | 28383.204 | 28383.204 | 28383.204 | 28383.204 | 28383.204 | 28383.204 | 28383.204 | 28383.204 | 28383.204 | 28383.204 | 28383.204 | 28383.204 | 28383.204 | 28383.204 | 28383.204 | 28383.204 | 25814.6757 | 23189.6398 | 20506.8531 | 17765.0451 | 14962.9173 | 12099.1427 | 9172.365 | 6181.1982 | 3124.2258 | 0 | 0 | 0 | 0 | 0 | 0 | 0 | 9324.1241 | 8860.3083 | 7701.7524 | 7454.9095 | 6679.4427 | 5853.1544 | 4780.8518 | 3957.4197 | 3246.0086 | 2604.7762 | 2546.0411 | 2553.8535 | 2854.6656 | 2810.8891 | 2752.0249 | 2828.5727 | 2947.4015 | 3012.4382 | 3148.8833 | 3122.6203 | 3253.4795 | 3430.6913 | 3478.837 | 3590.135 | 3699.6467 | 3625.7782 | 3894.0368 | 3888.7748 | 3846.1735 | 3954.704 | 4185.6514 | 4332.2567 | 4271.6145 | 4243.2037 | 4707.4803 | 4864.8283 | 4964.3372 | 4928.137 | 5230.4222 | 5328.8166 | 5090.1851 | 5538.1745 | 5364.0511 | 5712.1104 | 5626.1667 | 5807.8355 | 6122.1933 | 6107.8516 | 6574.1114 | 6477.5282 | 6636.0217 | 6541.5051 | 6722.0494 | 7026.8369 | 7554.586 | 7535.2794 | 565.9073 | 507.5633 | 461.9784 | 7.049e-18 | 5.6731e-18 | 4.5821e-18 | 3.3782e-18 | 2.2223e-18 | 1.0339e-18 |  | 559.4262 | 523.1136 | 487.122 | 451.4325 | 416.0267 | 380.8861 | 345.9926 | 311.328 | 276.8746 | 242.6144 | 247.9519 | 253.4069 | 258.9818 | 264.6794 | 270.5024 | 276.4534 | 282.5354 | 288.7512 | 295.1037 | 301.596 | 308.2311 | 315.0122 | 321.9424 | 329.0252 | 336.2637 | 343.6615 | 351.2221 | 358.949 | 366.8458 | 374.9164 | 383.1646 | 391.5942 | 400.2093 | 409.0139 | 418.0122 | 427.2085 | 436.6071 | 446.2124 | 456.0291 | 466.0617 | 476.3151 | 486.794 | 497.5035 | 508.4486 | 519.6344 | 531.0664 | 542.7499 | 554.6904 | 566.8935 | 579.3652 | 592.1112 | 605.1377 | 618.4507 | 632.0566 | 645.9619 | 660.173 | 272.8798 | 242.0256 | 211.3416 | 180.8119 | 150.4207 | 120.1525 | 89.9917 | 59.923 | 29.9308 | 0 | 132.4412 | 131.0595 | 129.7463 | 128.5009 | 127.3225 | 126.2104 | 125.164 | 124.1827 | 123.2657 | 122.4126 | 125.1057 | 127.858 | 130.6709 | 133.5457 | 136.4837 | 139.4863 | 142.555 | 145.6912 | 148.8965 | 152.1722 | 155.52 | 158.9414 | 162.4381 | 166.0117 | 169.664 | 173.3966 | 177.2113 | 181.11 | 185.0944 | 189.1665 | 193.3281 | 197.5814 | 201.9282 | 206.3706 | 210.9107 | 215.5508 | 220.2929 | 225.1393 | 230.0924 | 235.1544 | 240.3278 | 245.615 | 251.0186 | 256.541 | 262.1849 | 267.9529 | 273.8479 | 279.8726 | 286.0298 | 292.3224 | 298.7535 | 305.3261 | 312.0433 | 318.9082 | 325.9242 | 333.0945 | 227.2254 | 201.5333 | 175.9829 | 150.561 | 125.2544 | 100.0503 | 74.9356 | 49.8975 | 24.9232 | 0 | 4870.4284 | 4489.1512 | 4110.7352 | 3734.9842 | 3361.7037 | 2990.7007 | 2621.7839 | 2254.763 | 1889.4492 | 1525.6547 | 1559.2191 | 1593.5219 | 1628.5794 | 1664.4081 | 1701.0251 | 1738.4477 | 1776.6935 | 1815.7808 | 1855.7279 | 1896.554 | 1938.2782 | 1980.9203 | 2024.5005 | 2069.0395 | 2114.5584 | 2161.0787 | 2208.6224 | 2257.2121 | 2306.8708 | 2357.6219 | 2409.4896 | 2462.4984 | 2516.6733 | 2572.0402 | 2628.625 | 2686.4548 | 2745.5568 | 2805.9591 | 2867.6901 | 2930.7793 | 2995.2565 | 3061.1521 | 3128.4975 | 3197.3244 | 3267.6655 | 3339.5542 | 3413.0244 | 3488.1109 | 3564.8494 | 3643.276 | 3723.4281 | 3805.3435 | 3889.0611 | 3974.6204 | 4062.0621 | 4151.4275 | 907.6163 | 804.9934 | 702.9363 | 601.3923 | 500.3093 | 399.6352 | 299.3186 | 199.3078 | 99.552 | 0 | 712.4174 | 671.6574 | 631.3005 | 591.3254 | 551.7115 | 512.4381 | 473.4848 | 434.8312 | 396.4575 | 358.3437 | 366.2272 | 374.2842 | 382.5185 | 390.9339 | 399.5345 | 408.3242 | 417.3073 | 426.4881 | 435.8708 | 445.46 | 455.2601 | 465.2758 | 475.5119 | 485.9732 | 496.6646 | 507.5912 | 518.7582 | 530.1709 | 541.8347 | 553.755 | 565.9376 | 578.3883 | 591.1128 | 604.1173 | 617.4079 | 630.9908 | 644.8726 | 659.0598 | 673.5591 | 688.3774 | 703.5217 | 718.9992 | 734.8172 | 750.9832 | 767.5048 | 784.3899 | 801.6465 | 819.2827 | 837.3069 | 855.7277 | 874.5537 | 893.7939 | 913.4574 | 933.5534 | 954.0916 | 975.0816 | 471.0957 | 417.8296 | 364.8571 | 312.151 | 259.6841 | 207.4296 | 155.3605 | 103.4502 | 51.6722 | 0 | 151.5362 | 140.228 | 129.0084 | 117.8713 | 106.8111 | 95.8221 | 84.8985 | 74.0347 | 63.2252 | 52.4643 | 53.6185 | 54.7981 | 56.0036 | 57.2357 | 58.4949 | 59.7818 | 61.097 | 62.4411 | 63.8148 | 65.2188 | 66.6536 | 68.12 | 69.6186 | 71.1502 | 72.7155 | 74.3152 | 75.9502 | 77.6211 | 79.3288 | 81.074 | 82.8576 | 84.6805 | 86.5435 | 88.4474 | 90.3933 | 92.3819 | 94.4143 | 96.4914 | 98.6142 | 100.7837 | 103.001 | 105.267 | 107.5829 | 109.9497 | 112.3686 | 114.8407 | 117.3672 | 119.9493 | 122.5882 | 125.2851 | 128.0414 | 130.8583 | 133.7372 | 136.6794 | 139.6863 | 142.7594 | 40.7428 | 36.1361 | 31.5548 | 26.9965 | 22.4588 | 17.9396 | 13.4364 | 8.9469 | 4.4689 | 0 | 49.532 | 99.0129 | 148.4678 | 197.9219 | 247.4002 | 296.9277 | 346.5295 | 396.2306 | 446.056 | 496.0308 | 506.9435 | 518.0962 | 529.4943 | 541.1432 | 553.0484 | 565.2154 | 577.6502 | 590.3585 | 603.3464 | 616.62 | 630.1856 | 644.0497 | 658.2188 | 672.6996 | 687.499 | 702.624 | 718.0817 | 733.8795 | 750.0249 | 766.5254 | 783.389 | 800.6235 | 818.2372 | 836.2385 | 854.6357 | 873.4377 | 892.6533 | 912.2917 | 932.3621 | 952.8741 | 973.8373 | 995.2617 | 1017.1575 | 1039.535 | 1062.4047 | 1085.7776 | 1109.6647 | 1134.0774 | 1159.0271 | 1184.5257 | 1210.5852 | 1237.2181 | 1264.4369 | 1292.2545 | 1320.6841 | 1349.7392 | 1211.8867 | 1074.8604 | 938.5895 | 803.0038 | 668.0336 | 533.6094 | 399.6625 | 266.1241 | 132.9259 | 0 | 5916.3551 | 5531.109 | 5149.2581 | 4770.6037 | 4394.949 | 4022.0991 | 3651.8607 | 3284.0422 | 2918.4536 | 2554.9061 | 2611.114 | 2668.5585 | 2727.2668 | 2787.2667 | 2848.5865 | 2911.2555 | 2975.3031 | 3040.7597 | 3107.6565 | 3176.0249 | 3245.8974 | 3317.3072 | 3390.2879 | 3464.8743 | 3541.1015 | 3619.0057 | 3698.6239 | 3779.9936 | 3863.1535 | 3948.1428 | 4035.002 | 4123.772 | 4214.495 | 4307.2139 | 4401.9726 | 4498.816 | 4597.7899 | 4698.9413 | 4802.318 | 4907.969 | 5015.9444 | 5126.2951 | 5239.0736 | 5354.3332 | 5472.1286 | 5592.5154 | 5715.5507 | 5841.2929 | 5969.8013 | 6101.1369 | 6235.3619 | 6372.5399 | 6512.7358 | 6656.016 | 6802.4483 | 6952.1022 | 2858.567 | 2535.3529 | 2213.9206 | 1894.1046 | 1575.7403 | 1258.6641 | 942.7135 | 627.7265 | 313.5422 | 0 | 57.0072 | 113.3396 | 163.4119 | 216.0339 | 271.4213 | 325.4993 | 379.1306 | 432.6591 | 486.1122 | 539.5168 | 550.3072 | 561.3133 | 572.5396 | 583.9904 | 595.6702 | 607.5836 | 619.7353 | 632.13 | 644.7726 | 657.668 | 670.8214 | 684.2378 | 697.9226 | 711.881 | 726.1186 | 740.641 | 755.4538 | 770.5629 | 785.9741 | 801.6936 | 817.7275 | 835.7175 | 854.1033 | 872.8936 | 892.0972 | 911.7234 | 931.7813 | 952.2805 | 973.2306 | 994.6417 | 1016.5238 | 1038.8874 | 1061.7429 | 1085.1012 | 1108.9734 | 1133.3709 | 1158.305 | 1183.7877 | 1209.8311 | 1236.4473 | 1263.6492 | 1291.4495 | 1319.8614 | 1348.8983 | 1378.5741 | 1408.9027 | 1265.0077 | 1121.9751 | 979.731 | 838.2021 | 697.3157 | 556.9993 | 417.181 | 277.7891 | 138.7525 | 0 |  | 0 | 0 | 0 | 0 | 0 | 0 | 0 | 0 | 0 | 0 | 0 | 0 | 0 | 0 | 0 | 0 | 0 | 0 | 0 | 0 | 0 | 0 | 0 | 0 | 0 | 0 | 0 | 0 | 0 | 0 | 0 | 0 | 0 | 0 | 0 | 0 | 0 | 0 | 0 | 0 | 0 | 0 | 0 | 0 | 0 | 0 | 0 | 0 | 0 | 0 | 0 | 0 | 0 | 0 | 0 | 0 | 0 | 0 | 0 | 0 | 0 | 0 | 0 | 0 | 0 | 0 |  | 0 | 0 | 0 | 0 | 0 | 0 | 0 | 0 | 0 | 0 | 0 | 0 | 0 | 0 | 0 | 0 | 0 | 0 | 0 | 0 | 0 | 0 | 0 | 0 | 0 | 0 | 0 | 0 | 0 | 0 | 0 | 0 | 0 | 0 | 0 | 0 | 0 | 0 | 0 | 0 | 0 | 0 | 0 | 0 | 0 | 0 | 0 | 0 | 0 | 0 | 0 | 0 | 0 | 0 | 0 | 0 | 0 | 0 | 0 | 0 | 0 | 0 | 0 | 0 | 0 | 0 | [67 empty] | 9677.6186 | 8956.5773 | 8499.2897 | 7577.0196 | 6395.2637 | 5639.0445 | 4994.7977 | 4181.728 | 3373.3357 | 2650.3419 | 2749.0695 | 2746.0839 | 2866.9 | 2774.6093 | 3000.1783 | 2977.7199 | 3173.9778 | 3098.7836 | 3109.5797 | 3340.7601 | 3403.6428 | 3528.5003 | 3704.1428 | 3585.4006 | 3676.1975 | 3905.0824 | 3834.0359 | 3924.565 | 4069.8452 | 4313.7668 | 4223.8561 | 4233.1121 | 4441.1938 | 4714.9174 | 4707.8808 | 5009.439 | 5111.9827 | 5224.7459 | 5071.5494 | 5525.4274 | 5296.9923 | 5822.8168 | 5541.3566 | 6037.5552 | 5955.7059 | 6037.982 | 6298.1319 | 6189.1764 | 6507.1191 | 6463.7178 | 6627.1043 | 6783.1166 | 6932.5527 | 7197.7139 | 7483.6098 | 7623.7429 | 574.69 | 521.7219 | 433.0957 | 7.0853e-18 | 5.7858e-18 | 4.6288e-18 | 3.2563e-18 | 2.252e-18 | 1.0771e-18 |  | 9719.2987 | 8558.2417 | 8014.0374 | 7476.5665 | 6538.4554 | 5404.9246 | 5088.2167 | 4010.1415 | 3459.9218 | 2644.8149 | 2627.5117 | 2770.2085 | 2769.397 | 2826.7948 | 2897.4299 | 2990.8464 | 2895.2866 | 3046.4087 | 3171.9956 | 3331.5609 | 3290.3626 | 3488.1622 | 3605.9731 | 3696.24 | 3558.3881 | 3776.7369 | 3886.5576 | 3953.9515 | 4037.4724 | 3984.6964 | 3922.5353 | 4071.7471 | 4250.482 | 4508.5541 | 4390.8842 | 4651.1495 | 4624.8211 | 4534.6914 | 4954.3864 | 4871.7785 | 5237.2331 | 5152.8147 | 5221.5101 | 5270.9089 | 5470.5311 | 5562.5601 | 5877.0142 | 5763.104 | 5897.8312 | 6170.4333 | 6112.6241 | 6482.503 | 6575.436 | 6957.3289 | 7206.4293 | 6975.0221 | 539.6536 | 465.5885 | 422.5247 | 6.7e-18 | 5.4009e-18 | 4.2362e-18 | 3.1006e-18 | 1.9703e-18 | 1.0349e-18 |  | 9270.2041 | 9035.3782 | 7888.328 | 6898.4819 | 6308.2828 | 5537.0322 | 4590.5527 | 3928.7686 | 3324.8244 | 2443.376 | 2482.0633 | 2602.528 | 2650.8655 | 2776.3234 | 2899.35 | 2988.0489 | 2849.2288 | 3075.6984 | 3078.7686 | 3065.7747 | 3235.696 | 3375.6228 | 3363.4975 | 3410.621 | 3496.3793 | 3611.5215 | 3530.2266 | 3752.1896 | 3599.9113 | 3796.4175 | 4046.5777 | 4111.0183 | 4253.6685 | 4160.1878 | 4442.4677 | 4306.0951 | 4518.8663 | 4880.2648 | 4712.7971 | 4920.7748 | 4965.3652 | 5133.3435 | 5364.2424 | 5413.9527 | 5521.7452 | 5720.9326 | 5824.1729 | 5944.5366 | 6161.2314 | 5825.6878 | 6455.1858 | 6182.6723 | 6754.974 | 6737.2836 | 7030.0583 | 6924.4584 | 512.6632 | 483.5602 | 410.1611 | 6.6874e-18 | 5.3785e-18 | 4.319e-18 | 3.2017e-18 | 1.9317e-18 | 9.9739e-19
OH-3PH | 3.465% | 3.313% | EL-G40 | White River Jct | 204106 | 204106: RTE 113 L3 P.141 to P192 | 621447 | 618847 | 3PH | OH | 1.7 | Zone 2 | 415 | 1251737 |  |  |  |  | 1454418.5858 |  | 1205055.1114 | 249363.4745 | 52410.2714 | 10470.8734 | 0 | 112902.1743 | 3602023.6515 | 0 | 0 | 19882.8555 | 51241.2145 | 52701.6552 | 54006.6319 |  |  |  |  | 13542.5979 | 27051.6234 | 40480.999 | 53845.1127 | 67157.4611 | 80430.7225 | 93676.8161 | 106906.9629 | 120127.411 | 133338.8917 | 129706.2924 | 126106.0609 | 122595.2708 | 119155.8254 | 115770.7317 | 112424.0094 | 109100.6169 | 105786.3753 | 102473.283 | 99160.1907 | 95881.6564 | 92707.541 | 89674.6998 | 86786.2407 | 84045.3402 | 81455.2445 | 79019.2714 | 76740.8116 | 74623.3303 | 72670.3691 | 70842.588 | 69056.8416 | 67271.0951 | 65485.3487 | 63699.6023 | 61913.8558 | 60128.1094 | 58342.3629 | 56556.6165 | 54770.87 | 52985.1236 | 51199.3772 | 49413.6307 | 47627.8843 | 45842.1378 | 44056.3914 | 42270.645 | 40484.8985 | 38699.1521 | 36913.4056 | 32704.9854 | 28604.8669 | 24615.4328 | 20739.118 | 16978.4112 | 13335.8558 | 9814.0511 | 6415.6537 | 3143.3784 | 2.8369e-12 | 2.8369e-12 | 2.8369e-12 | 2.8369e-12 | 0 | 0 | 0 | 2021.5553 | 4087.5847 | 6199.0668 | 8357.0016 | 10562.4109 | 12816.3392 | 15119.8539 | 17474.0459 | 17474.0459 | 22338.9461 | 22338.9461 | 22338.9461 | 22338.9461 | 22338.9461 | 22338.9461 | 22338.9461 | 22338.9461 | 22338.9461 | 22338.9461 | 22338.9461 | 22338.9461 | 22338.9461 | 22338.9461 | 22338.9461 | 22338.9461 | 22338.9461 | 22338.9461 | 22338.9461 | 22338.9461 | 22338.9461 | 22338.9461 | 22338.9461 | 22338.9461 | 22338.9461 | 22338.9461 | 22338.9461 | 22338.9461 | 22338.9461 | 22338.9461 | 22338.9461 | 22338.9461 | 22338.9461 | 22338.9461 | 22338.9461 | 22338.9461 | 22338.9461 | 22338.9461 | 22338.9461 | 22338.9461 | 22338.9461 | 20317.3908 | 18251.3614 | 16139.8792 | 13981.9445 | 11776.5352 | 9522.6069 | 7219.0922 | 4864.9002 | 2458.9159 | 0 | 0 | 0 | 0 | 0 | 0 | 0 | 5815.126 | 5583.3112 | 4913.157 | 4826.4578 | 4403.4276 | 3947.2889 | 3319.8901 | 2857.7608 | 2476.5444 | 2159.3097 | 2110.6194 | 2117.0958 | 2366.4633 | 2330.1734 | 2281.3761 | 2344.8328 | 2443.3395 | 2497.2537 | 2610.3641 | 2588.5926 | 2697.0724 | 2843.9775 | 2883.8894 | 2976.1533 | 3066.9365 | 3005.7009 | 3228.0822 | 3223.72 | 3188.4044 | 3278.3741 | 3469.8251 | 3591.358 | 3541.0869 | 3517.5348 | 3902.4113 | 4032.8498 | 4115.3407 | 4085.3314 | 4335.9201 | 4417.4872 | 4219.6662 | 4591.0409 | 4446.6959 | 4735.2305 | 4663.9847 | 4814.5847 | 5075.1813 | 1413.9319 | 1320.7366 | 1111.8884 | 953.5659 | 765.1567 | 614.538 | 470.7885 | 329.7741 | 160.7607 | 0 | 0 | 0 | 0 | 0 | 0 | 0 | 0 | 0 |  | 941.8693 | 890.8796 | 840.4197 | 790.4632 | 740.9841 | 691.9566 | 643.3551 | 595.1544 | 547.3293 | 499.8552 | 510.852 | 522.0908 | 533.5768 | 545.3154 | 557.3124 | 569.5733 | 582.1039 | 594.9102 | 607.9982 | 621.3741 | 635.0444 | 649.0154 | 663.2937 | 677.8861 | 692.7996 | 708.0412 | 723.6181 | 739.5377 | 755.8076 | 772.4353 | 789.4289 | 806.7964 | 824.5459 | 842.6859 | 861.225 | 880.1719 | 899.5357 | 919.3255 | 939.5506 | 960.2208 | 981.3456 | 1002.9352 | 1024.9998 | 1047.5498 | 1070.5959 | 1094.149 | 1118.2203 | 565.745 | 501.777 | 438.1617 | 374.8662 | 311.8581 | 249.1049 | 186.5744 | 124.2347 | 62.0538 | 0 | 0 | 0 | 0 | 0 | 0 | 0 | 0 | 0 | 0 | 0 | 0 | 0 | 0 | 0 | 0 | 0 | 0 | 0 | 0 | 0 | 0 | 0 | 0 | 0 | 0 | 0 | 0 | 0 | 0 | 0 | 0 | 0 | 0 | 0 | 0 | 0 | 0 | 0 | 0 | 0 | 0 | 0 | 0 | 0 | 0 | 0 | 0 | 0 | 0 | 0 | 0 | 0 | 0 | 0 | 0 | 0 | 0 | 0 | 0 | 0 | 0 | 0 | 0 | 0 | 0 | 0 | 0 | 0 | 0 | 0 | 0 | 0 | 0 | 0 | 0 | 0 | 0 | 0 | 0 | 0 | 0 | 0 | 0 | 0 | 0 | 0 | 0 | 0 | 0 | 0 | 0 | 0 | 0 | 0 | 0 | 0 | 0 | 0 | 0 | 0 | 0 | 0 | 0 | 0 | 0 | 0 | 0 | 0 | 0 | 0 | 0 | 0 | 0 | 0 | 0 | 0 | 0 | 0 | 0 | 0 | 0 | 0 | 0 | 0 | 0 | 0 | 0 | 0 | 0 | 0 | 0 | 0 | 0 | 0 | 0 | 0 | 0 | 0 | 0 | 0 | 0 | 0 | 0 | 0 | 0 | 0 | 0 | 0 | 0 | 0 | 0 | 0 | 0 | 0 | 0 | 0 | 0 | 0 | 0 | 0 | 0 | 0 | 0 | 0 | 0 | 0 | 0 | 0 | 0 | 0 | 0 | 0 | 0 | 0 | 0 | 0 | 0 | 0 | 0 | 0 | 0 | 0 | 0 | 0 | 0 | 0 | 0 | 0 | 0 | 0 | 0 | 0 | 0 | 0 | 0 | 0 | 0 | 0 | 0 | 0 | 0 | 0 | 0 | 0 | 0 | 0 | 0 | 0 | 0 | 0 | 0 | 0 | 0 | 0 | 0 | 0 | 0 | 0 | 0 | 0 | 0 | 0 | 0 | 0 | 0 | 0 | 0 | 0 | 0 | 0 | 0 | 0 | 0 | 0 | 0 | 0 | 0 | 0 | 0 | 0 | 0 | 0 | 0 | 0 | 0 | 0 | 0 | 0 | 0 | 0 | 0 | 0 | 0 | 0 | 0 | 0 | 0 | 0 | 0 | 0 | 0 | 0 | 0 | 0 | 0 | 0 | 0 | 0 | 0 | 0 | 0 | 0 | 0 | 0 | 0 | 0 | 0 | 0 | 0 | 0 | 0 | 0 | 0 | 0 | 0 | 0 | 0 | 0 | 0 | 0 | 0 | 0 | 0 | 0 | 0 | 0 | 0 | 0 | 0 | 0 | 0 | 0 | 0 | 0 | 0 | 0 | 0 | 0 | 0 | 0 | 0 | 0 | 0 | 0 | 0 | 0 | 0 | 0 | 0 | 0 | 0 | 0 | 0 | 0 | 0 | 0 | 0 | 0 | 0 | 0 | 0 | 0 | 0 | 0 | 0 | 0 | 0 | 0 | 0 | 0 | 0 | 0 | 0 | 0 | 0 | 0 | 0 | 0 | 0 | 0 | 0 | 0 | 0 | 0 | 0 | 0 | 0 | 0 | 0 | 0 | 0 | 0 | 0 | 0 | 0 | 0 | 0 | 0 | 0 | 0 | 0 | 0 | 0 | 0 | 0 | 0 | 0 | 0 | 0 | 0 | 0 | 0 | 0 | 0 | 0 | 0 | 0 | 0 | 0 | 0 | 0 | 0 | 0 | 0 | 0 | 0 | 0 | 0 | 0 | 0 | 0 | 0 | 0 | 0 | 0 | 152.4708 | 303.1366 | 437.0595 | 577.8016 | 725.94 | 870.5762 | 1014.0178 | 1157.1846 | 1300.1495 | 1442.985 | 1471.8447 | 1501.2815 | 1531.3072 | 1561.9333 | 1593.172 | 1625.0354 | 1657.5361 | 1690.6869 | 1724.5006 | 1758.9906 | 1794.1704 | 1830.0538 | 1866.6549 | 1903.988 | 1942.0678 | 1980.9091 | 2020.5273 | 2060.9378 | 2102.1566 | 2144.1997 | 2187.0837 | 2235.1996 | 2284.374 | 2334.6302 | 2385.9921 | 2438.4839 | 2492.1305 | 2546.9574 | 2602.9905 | 2660.2562 | 2718.7819 | 2778.5951 | 2839.7242 | 2902.1981 | 2966.0465 | 3031.2995 | 3097.9881 | 2781.5824 | 2467.0728 | 2154.2971 | 1843.0941 | 1533.3037 | 1224.7668 | 917.3251 | 610.8211 | 305.0981 | 0 | 0 | 0 | 0 | 0 | 0 | 0 | 0 | 0 | 0 |  | 0 | 0 | 0 | 0 | 0 | 0 | 0 | 0 | 0 | 0 | 0 | 0 | 0 | 0 | 0 | 0 | 0 | 0 | 0 | 0 | 0 | 0 | 0 | 0 | 0 | 0 | 0 | 0 | 0 | 0 | 0 | 0 | 0 | 0 | 0 | 0 | 0 | 0 | 0 | 0 | 0 | 0 | 0 | 0 | 0 | 0 | 0 | 0 | 0 | 0 | 0 | 0 | 0 | 0 | 0 | 0 | 0 | 0 | 0 | 0 | 0 | 0 | 0 | 0 | 0 | 0 |  | 0 | 0 | 0 | 0 | 0 | 0 | 0 | 0 | 0 | 0 | 0 | 0 | 0 | 0 | 0 | 0 | 0 | 0 | 0 | 0 | 0 | 0 | 0 | 0 | 0 | 0 | 0 | 0 | 0 | 0 | 0 | 0 | 0 | 0 | 0 | 0 | 0 | 0 | 0 | 0 | 0 | 0 | 0 | 0 | 0 | 0 | 0 | 0 | 0 | 0 | 0 | 0 | 0 | 0 | 0 | 0 | 0 | 0 | 0 | 0 | 0 | 0 | 0 | 0 | 0 | 0 | [67 empty] | 6035.588 | 5643.975 | 5421.9277 | 4905.5143 | 4216.0824 | 3802.8961 | 3468.4571 | 3019.7399 | 2573.6887 | 2197.0828 | 2278.9261 | 2276.4511 | 2376.6054 | 2300.0981 | 2487.0905 | 2468.473 | 2631.167 | 2568.8324 | 2577.7822 | 2769.4263 | 2821.5548 | 2925.0593 | 3070.6637 | 2972.2287 | 3047.4975 | 3237.2388 | 3178.3425 | 3253.3894 | 3373.8239 | 3576.0303 | 3501.4961 | 3509.1691 | 3681.6648 | 3908.5765 | 3902.7433 | 4152.7293 | 4237.736 | 4331.2146 | 4204.2176 | 4580.4738 | 4391.1054 | 4827.0039 | 4593.6788 | 5005.018 | 4937.1665 | 5005.3718 | 5221.031 | 1432.7581 | 1307.2779 | 1109.5178 | 952.2845 | 793.4179 | 633.7824 | 482.237 | 326.6758 | 162.648 | 0 | 0 | 0 | 0 | 0 | 0 | 0 | 0 | 0 |  | 6061.5824 | 5392.9644 | 5112.3721 | 4840.479 | 4310.4816 | 3645.0087 | 3533.3285 | 2895.8326 | 2639.7497 | 2192.501 | 2178.157 | 2296.45 | 2295.7772 | 2343.3589 | 2401.9141 | 2479.3546 | 2400.1373 | 2525.4146 | 2629.5237 | 2761.8004 | 2727.6478 | 2891.6198 | 2989.2828 | 3064.1124 | 2949.8358 | 3130.8428 | 3221.882 | 3277.7503 | 3346.9875 | 3303.2372 | 3251.7069 | 3375.4006 | 3523.5684 | 3737.5052 | 3639.9591 | 3855.7141 | 3833.8884 | 3759.1726 | 4107.0917 | 4038.6113 | 4341.5662 | 4271.585 | 4328.5322 | 4369.4828 | 4534.9658 | 4611.2561 | 4871.9325 | 1334.1248 | 1184.8722 | 1059.1746 | 878.3561 | 758.2552 | 601.1344 | 466.1316 | 314.5763 | 148.8079 | 0 | 0 | 0 | 0 | 0 | 0 | 0 | 0 | 0 |  | 5781.498 | 5693.6313 | 5032.1787 | 4466.2154 | 4158.7401 | 3734.1003 | 3187.7437 | 2837.0711 | 2536.677 | 2025.512 | 2057.5831 | 2157.446 | 2197.5169 | 2301.519 | 2403.5058 | 2477.0354 | 2361.9562 | 2549.6952 | 2552.2403 | 2541.4687 | 2682.3302 | 2798.3268 | 2788.2752 | 2827.3397 | 2898.4316 | 2993.8823 | 2926.4905 | 3110.4935 | 2984.2577 | 3147.1576 | 3354.5356 | 3407.9556 | 3526.2099 | 3448.7163 | 3682.7209 | 3569.6706 | 3746.0538 | 4045.6463 | 3906.8188 | 4079.2283 | 4116.193 | 4255.4437 | 4446.8545 | 4488.0634 | 4577.4213 | 4742.5439 | 4828.1281 | 1376.1254 | 1237.7892 | 999.9979 | 927.5806 | 723.1842 | 617.548 | 451.3888 | 306.8773 | 147.7292 | 0 | 0 | 0 | 0 | 0 | 0 | 0 | 0 | 0
OH-3PH | 2.277% | 2.182% | EL-G40 | White River Jct | 204107 | 204107: Beanville Rd L37 P.X2 P21 | 467089 | 620483 | 3PH | OH | 1.12 | Zone 3 | 279 | 822502 |  |  |  |  | 955681.7412 |  | 791827.8674 | 163853.8738 | 34529.12 | 22186.2393 | 0 | 81140.9751 | 2588716.4109 | 0 | 0 | 13099.293 | 33758.9178 | 34721.0905 | 35580.8398 |  |  |  |  | 8898.6855 | 17775.3109 | 26599.5993 | 35381.0049 | 44128.3961 | 52850.1036 | 61553.9595 | 70247.337 | 78934.3415 | 87615.4537 | 85228.5144 | 82862.8437 | 80555.9438 | 78295.9237 | 76071.6176 | 73872.5248 | 71688.7618 | 69511.0117 | 67334.0168 | 65157.0219 | 63002.7347 | 60917.06 | 58924.2149 | 57026.2416 | 55225.2273 | 53523.3052 | 51922.6553 | 50425.5055 | 49034.1329 | 47750.8645 | 46549.8506 | 45376.4571 | 44203.0637 | 43029.6702 | 41856.2767 | 40682.8833 | 39509.4898 | 38336.0963 | 37162.7028 | 35989.3094 | 34815.9159 | 33642.5224 | 32469.129 | 31295.7355 | 30122.342 | 28948.9486 | 27775.5551 | 26602.1616 | 25428.7682 | 24255.3747 | 21490.0702 | 18795.9294 | 16174.518 | 13627.4361 | 11156.3189 | 8762.8376 | 6448.7002 | 4215.6523 | 2065.4778 | 1.8641e-12 | 1.8641e-12 | 1.8641e-12 | 1.8641e-12 | 0 | 0 | 0 | 1328.3407 | 2685.905 | 4073.3356 | 5491.2897 | 6940.4388 | 8421.4692 | 9935.0822 | 11481.9948 | 11481.9948 | 14678.6648 | 14678.6648 | 14678.6648 | 14678.6648 | 14678.6648 | 14678.6648 | 14678.6648 | 14678.6648 | 14678.6648 | 14678.6648 | 14678.6648 | 14678.6648 | 14678.6648 | 14678.6648 | 14678.6648 | 14678.6648 | 14678.6648 | 14678.6648 | 14678.6648 | 14678.6648 | 14678.6648 | 14678.6648 | 14678.6648 | 14678.6648 | 14678.6648 | 14678.6648 | 14678.6648 | 14678.6648 | 14678.6648 | 14678.6648 | 14678.6648 | 14678.6648 | 14678.6648 | 14678.6648 | 14678.6648 | 14678.6648 | 14678.6648 | 14678.6648 | 14678.6648 | 14678.6648 | 14678.6648 | 13350.3241 | 11992.7598 | 10605.3292 | 9187.3751 | 7738.226 | 6257.1956 | 4743.5826 | 3196.67 | 1615.7254 | 0 | 0 | 0 | 0 | 0 | 0 | 0 | 3831.1418 | 3678.4168 | 3236.9035 | 3179.784 | 2901.0817 | 2600.5668 | 2187.2217 | 1882.7601 | 1631.6057 | 1422.604 | 1390.5257 | 1394.7925 | 1559.0817 | 1535.173 | 1503.0242 | 1544.831 | 1609.7296 | 1645.2495 | 1719.7693 | 1705.4257 | 1776.8947 | 1873.6793 | 1899.9742 | 1960.7598 | 2020.5699 | 1980.2265 | 2126.7365 | 2123.8626 | 2100.5958 | 2159.87 | 2286.0024 | 2366.0712 | 2332.9513 | 2317.4347 | 2571.0004 | 2656.9363 | 2711.2833 | 2691.5125 | 2856.6062 | 2910.3445 | 2780.0154 | 3024.6857 | 2929.5879 | 3119.6812 | 3072.7429 | 3171.9617 | 3343.6489 | 931.5316 | 870.1324 | 732.5382 | 628.2316 | 504.1032 | 404.8721 | 310.1665 | 217.2629 | 105.9129 | 0 | 0 | 0 | 0 | 0 | 0 | 0 | 0 | 0 |  | 1995.6825 | 1887.6427 | 1780.7255 | 1674.8752 | 1570.0363 | 1466.1542 | 1363.1748 | 1261.0445 | 1159.7103 | 1059.1196 | 1082.4202 | 1106.2335 | 1130.5706 | 1155.4432 | 1180.8629 | 1206.8419 | 1233.3924 | 1260.527 | 1288.2586 | 1316.6003 | 1345.5655 | 1375.168 | 1405.4217 | 1436.341 | 1467.9405 | 1500.2351 | 1533.2403 | 1566.9716 | 1601.445 | 1636.6768 | 1672.6837 | 1709.4827 | 1747.0913 | 1785.5273 | 1824.8089 | 1864.9547 | 1905.9837 | 1947.9154 | 1990.7695 | 2034.5664 | 2079.3269 | 2125.0721 | 2171.8237 | 2219.6038 | 2268.4351 | 2318.3407 | 2369.3442 | 1198.7304 | 1063.1916 | 928.4001 | 794.2863 | 660.7813 | 527.8165 | 395.3237 | 263.235 | 131.4828 | 0 | 0 | 0 | 0 | 0 | 0 | 0 | 0 | 0 | 0 | 0 | 0 | 0 | 0 | 0 | 0 | 0 | 0 | 0 | 0 | 0 | 0 | 0 | 0 | 0 | 0 | 0 | 0 | 0 | 0 | 0 | 0 | 0 | 0 | 0 | 0 | 0 | 0 | 0 | 0 | 0 | 0 | 0 | 0 | 0 | 0 | 0 | 0 | 0 | 0 | 0 | 0 | 0 | 0 | 0 | 0 | 0 | 0 | 0 | 0 | 0 | 0 | 0 | 0 | 0 | 0 | 0 | 0 | 0 | 0 | 0 | 0 | 0 | 0 | 0 | 0 | 0 | 0 | 0 | 0 | 0 | 0 | 0 | 0 | 0 | 0 | 0 | 0 | 0 | 0 | 0 | 0 | 0 | 0 | 0 | 0 | 0 | 0 | 0 | 0 | 0 | 0 | 0 | 0 | 0 | 0 | 0 | 0 | 0 | 0 | 0 | 0 | 0 | 0 | 0 | 0 | 0 | 0 | 0 | 0 | 0 | 0 | 0 | 0 | 0 | 0 | 0 | 0 | 0 | 0 | 0 | 0 | 0 | 0 | 0 | 0 | 0 | 0 | 0 | 0 | 0 | 0 | 0 | 0 | 0 | 0 | 0 | 0 | 0 | 0 | 0 | 0 | 0 | 0 | 0 | 0 | 0 | 0 | 0 | 0 | 0 | 0 | 0 | 0 | 0 | 0 | 0 | 0 | 0 | 0 | 0 | 0 | 0 | 0 | 0 | 0 | 0 | 0 | 0 | 0 | 0 | 0 | 0 | 0 | 0 | 0 | 0 | 0 | 0 | 0 | 0 | 0 | 0 | 0 | 0 | 0 | 0 | 0 | 0 | 0 | 0 | 0 | 0 | 0 | 0 | 0 | 0 | 0 | 0 | 0 | 0 | 0 | 0 | 0 | 0 | 0 | 0 | 0 | 0 | 0 | 0 | 0 | 0 | 0 | 0 | 0 | 0 | 0 | 0 | 0 | 0 | 0 | 0 | 0 | 0 | 0 | 0 | 0 | 0 | 0 | 0 | 0 | 0 | 0 | 0 | 0 | 0 | 0 | 0 | 0 | 0 | 0 | 0 | 0 | 0 | 0 | 0 | 0 | 0 | 0 | 0 | 0 | 0 | 0 | 0 | 0 | 0 | 0 | 0 | 0 | 0 | 0 | 0 | 0 | 0 | 0 | 0 | 0 | 0 | 0 | 0 | 0 | 0 | 0 | 0 | 0 | 0 | 0 | 0 | 0 | 0 | 0 | 0 | 0 | 0 | 0 | 0 | 0 | 0 | 0 | 0 | 0 | 0 | 0 | 0 | 0 | 0 | 0 | 0 | 0 | 0 | 0 | 0 | 0 | 0 | 0 | 0 | 0 | 0 | 0 | 0 | 0 | 0 | 0 | 0 | 0 | 0 | 0 | 0 | 0 | 0 | 0 | 0 | 0 | 0 | 0 | 0 | 0 | 0 | 0 | 0 | 0 | 0 | 0 | 0 | 0 | 0 | 0 | 0 | 0 | 0 | 0 | 0 | 0 | 0 | 0 | 0 | 0 | 0 | 0 | 0 | 0 | 0 | 0 | 0 | 0 | 0 | 0 | 0 | 0 | 0 | 0 | 0 | 0 | 0 | 0 | 0 | 0 | 0 | 0 | 0 | 0 | 0 | 0 | 0 | 0 | 0 | 0 | 0 | 0 | 0 | 0 | 0 | 0 | 0 | 0 | 0 | 0 | 0 | 0 | 0 | 0 | 0 | 0 | 0 | 0 | 100.4513 | 199.7135 | 287.9451 | 380.6693 | 478.2663 | 573.5561 | 668.0588 | 762.3804 | 856.5691 | 950.6724 | 969.6859 | 989.0796 | 1008.8612 | 1029.0384 | 1049.6192 | 1070.6116 | 1092.0238 | 1113.8643 | 1136.1416 | 1158.8644 | 1182.0417 | 1205.6825 | 1229.7962 | 1254.3921 | 1279.4799 | 1305.0695 | 1331.1709 | 1357.7943 | 1384.9502 | 1412.6492 | 1440.9022 | 1472.6021 | 1504.9993 | 1538.1093 | 1571.9477 | 1606.5306 | 1641.8742 | 1677.9955 | 1714.9114 | 1752.6394 | 1791.1975 | 1830.6038 | 1870.8771 | 1912.0364 | 1954.1012 | 1997.0914 | 2041.0274 | 1832.5719 | 1625.3656 | 1419.3016 | 1214.2737 | 1010.1766 | 806.9052 | 604.3553 | 402.4233 | 201.0058 | 0 | 0 | 0 | 0 | 0 | 0 | 0 | 0 | 0 | 0 |  | 0 | 0 | 0 | 0 | 0 | 0 | 0 | 0 | 0 | 0 | 0 | 0 | 0 | 0 | 0 | 0 | 0 | 0 | 0 | 0 | 0 | 0 | 0 | 0 | 0 | 0 | 0 | 0 | 0 | 0 | 0 | 0 | 0 | 0 | 0 | 0 | 0 | 0 | 0 | 0 | 0 | 0 | 0 | 0 | 0 | 0 | 0 | 0 | 0 | 0 | 0 | 0 | 0 | 0 | 0 | 0 | 0 | 0 | 0 | 0 | 0 | 0 | 0 | 0 | 0 | 0 |  | 0 | 0 | 0 | 0 | 0 | 0 | 0 | 0 | 0 | 0 | 0 | 0 | 0 | 0 | 0 | 0 | 0 | 0 | 0 | 0 | 0 | 0 | 0 | 0 | 0 | 0 | 0 | 0 | 0 | 0 | 0 | 0 | 0 | 0 | 0 | 0 | 0 | 0 | 0 | 0 | 0 | 0 | 0 | 0 | 0 | 0 | 0 | 0 | 0 | 0 | 0 | 0 | 0 | 0 | 0 | 0 | 0 | 0 | 0 | 0 | 0 | 0 | 0 | 0 | 0 | 0 | [67 empty] | 3976.3874 | 3718.3836 | 3572.0936 | 3231.8683 | 2777.6543 | 2505.4374 | 2285.1012 | 1989.4757 | 1695.6067 | 1447.4898 | 1501.4102 | 1499.7796 | 1565.7635 | 1515.3588 | 1638.5537 | 1626.2881 | 1733.4747 | 1692.4072 | 1698.3036 | 1824.5632 | 1858.9067 | 1927.0979 | 2023.0255 | 1958.1742 | 2007.7631 | 2132.7691 | 2093.9669 | 2143.4095 | 2222.7546 | 2355.9729 | 2306.868 | 2311.9231 | 2425.5674 | 2575.0622 | 2571.2191 | 2735.9157 | 2791.9202 | 2853.5061 | 2769.8375 | 3017.7239 | 2892.9636 | 3180.1437 | 3026.4237 | 3297.4236 | 3252.7214 | 3297.6567 | 3439.7381 | 943.9348 | 861.2654 | 730.9764 | 627.3874 | 522.7224 | 417.5508 | 317.7091 | 215.2217 | 107.1563 | 0 | 0 | 0 | 0 | 0 | 0 | 0 | 0 | 0 |  | 3993.5131 | 3553.0118 | 3368.151 | 3189.0214 | 2839.8467 | 2401.4175 | 2327.84 | 1907.8427 | 1739.1292 | 1444.4712 | 1435.0211 | 1512.9553 | 1512.5121 | 1543.86 | 1582.4375 | 1633.4571 | 1581.2669 | 1663.8026 | 1732.3921 | 1819.5391 | 1797.0385 | 1905.0672 | 1969.4098 | 2018.7093 | 1943.4212 | 2062.6729 | 2122.6517 | 2159.459 | 2205.0741 | 2176.2504 | 2142.301 | 2223.7933 | 2321.4098 | 2462.3564 | 2398.0907 | 2540.2352 | 2525.8559 | 2476.6313 | 2705.8487 | 2660.7322 | 2860.326 | 2814.2207 | 2851.7388 | 2878.7181 | 2987.7422 | 3038.004 | 3209.7438 | 878.9528 | 780.6217 | 697.8091 | 578.6816 | 499.5564 | 396.0415 | 307.0984 | 207.2503 | 98.0382 | 0 | 0 | 0 | 0 | 0 | 0 | 0 | 0 | 0 |  | 3808.9869 | 3751.0983 | 3315.3177 | 2942.4478 | 2739.8758 | 2460.1131 | 2100.1606 | 1869.1292 | 1671.2225 | 1334.455 | 1355.5841 | 1421.3762 | 1447.7758 | 1516.2949 | 1583.4862 | 1631.9292 | 1556.1123 | 1679.7992 | 1681.476 | 1674.3794 | 1767.1822 | 1843.6035 | 1836.9813 | 1862.7179 | 1909.555 | 1972.4401 | 1928.0408 | 2049.2663 | 1966.0992 | 2073.4215 | 2210.047 | 2245.2413 | 2323.1501 | 2272.0954 | 2426.2632 | 2351.783 | 2467.9884 | 2665.367 | 2573.9042 | 2687.4916 | 2711.8448 | 2803.5865 | 2929.6924 | 2956.8418 | 3015.7129 | 3124.4995 | 3180.8844 | 906.6238 | 815.4846 | 658.8222 | 611.1119 | 476.4508 | 406.8551 | 297.3856 | 202.178 | 97.3274 | 0 | 0 | 0 | 0 | 0 | 0 | 0 | 0 | 0
UG-1PH | 3.886% | 4.032% | EL-G40 | White River Jct | 204108 | 204108: S.Vershire Rd L37 21 - 53 | 620828 | 620116 | 1PH | UG | 2 | Zone 3 | 146 | 1159766 |  |  |  |  | 1347555.6172 |  | 1116514.0491 | 231041.5681 | 54370.2537 | 10490.1054 | 43548.7558 | 38429.8762 | 1226064.2791 | 0 | 0 | 5685.4253 | 53158.7466 | 54593.6219 | 55968.3831 |  |  |  |  | 12547.5596 | 25064.0135 | 37506.6697 | 49888.8592 | 62223.0869 | 74521.0993 | 86793.9401 | 99052.0059 | 111301.0856 | 123541.8567 | 120176.1615 | 116840.456 | 113587.6201 | 110400.8869 | 107264.5119 | 104163.6891 | 101084.4819 | 98013.7532 | 94944.0893 | 91874.4255 | 88836.7805 | 85895.8823 | 83085.8782 | 80409.6477 | 77870.1341 | 75470.3449 | 73213.3542 | 71102.3035 | 69140.4035 | 67330.9355 | 65637.4502 | 63982.9109 | 62328.3716 | 60673.8324 | 59019.2931 | 57364.7539 | 55710.2146 | 54055.6753 | 52401.1361 | 50746.5968 | 49092.0576 | 47437.5183 | 45782.9791 | 44128.4398 | 42473.9005 | 40819.3613 | 39164.822 | 37510.2828 | 35855.7435 | 34201.2042 | 30301.9965 | 26503.1329 | 22806.8212 | 19215.3175 | 15730.9275 | 12356.0078 | 9092.9667 | 5944.2654 | 2912.4196 | -4.0148e-12 | -4.0148e-12 | -4.0148e-12 | -4.0148e-12 | -4.0148e-12 | -4.0148e-12 | -4.0148e-12 | 1873.0221 | 3787.2507 | 5743.5923 | 7742.9734 | 9786.3409 | 11874.6625 | 14008.9271 | 16190.1456 | 16190.1456 | 20697.5987 | 20697.5987 | 20697.5987 | 20697.5987 | 20697.5987 | 20697.5987 | 20697.5987 | 20697.5987 | 20697.5987 | 20697.5987 | 20697.5987 | 20697.5987 | 20697.5987 | 20697.5987 | 20697.5987 | 20697.5987 | 20697.5987 | 20697.5987 | 20697.5987 | 20697.5987 | 20697.5987 | 20697.5987 | 20697.5987 | 20697.5987 | 20697.5987 | 20697.5987 | 20697.5987 | 20697.5987 | 20697.5987 | 20697.5987 | 20697.5987 | 20697.5987 | 20697.5987 | 20697.5987 | 20697.5987 | 20697.5987 | 20697.5987 | 20697.5987 | 20697.5987 | 20697.5987 | 20697.5987 | 18824.5767 | 16910.3481 | 14954.0065 | 12954.6254 | 10911.2578 | 8822.9363 | 6688.6716 | 4507.4531 | 2278.2478 | 0 | 0 | 0 | 0 | 0 | 0 | 0 | 6781.1812 | 6443.8606 | 5601.2745 | 5421.7524 | 4857.7765 | 4256.8395 | 3476.9831 | 2878.1234 | 2360.7335 | 1894.3827 | 1851.6662 | 1857.348 | 2076.1205 | 2044.283 | 2001.4727 | 2057.1438 | 2143.5647 | 2190.8641 | 2290.097 | 2270.9966 | 2366.1669 | 2495.0482 | 2530.0633 | 2611.0072 | 2690.6522 | 2636.9296 | 2832.0268 | 2828.1998 | 2797.2171 | 2876.1484 | 3044.1101 | 3150.7321 | 3106.6287 | 3085.9663 | 3423.622 | 3538.057 | 3610.427 | 3584.0996 | 3803.9434 | 3875.503 | 3701.9528 | 4027.7633 | 3901.128 | 4154.2621 | 4091.7576 | 4223.8804 | 4452.5042 | 4442.0739 | 4781.172 | 4710.9296 | 4826.1976 | 4757.4582 | 4888.7632 | 5110.4268 | 5494.2443 | 5480.2032 | 411.5689 | 369.137 | 335.9843 | 5.1265e-18 | 4.1259e-18 | 3.3324e-18 | 2.4569e-18 | 1.6162e-18 | 7.5189e-19 |  | 1033.7599 | 966.6581 | 900.1494 | 834.199 | 768.7728 | 703.8368 | 639.3573 | 575.3009 | 511.6346 | 448.3255 | 458.1887 | 468.2688 | 478.5707 | 489.0993 | 499.8595 | 510.8564 | 522.0952 | 533.5813 | 545.3201 | 557.3171 | 569.5781 | 582.1088 | 594.9152 | 608.0034 | 621.3794 | 635.0498 | 649.0209 | 663.2993 | 677.8919 | 692.8055 | 708.0473 | 723.6243 | 739.544 | 755.814 | 772.4419 | 789.4356 | 806.8032 | 824.5529 | 842.6931 | 861.2323 | 880.1794 | 899.5434 | 919.3333 | 939.5587 | 960.2289 | 981.354 | 1002.9438 | 1025.0085 | 1047.5587 | 1070.605 | 1094.1583 | 1118.2298 | 1142.8309 | 1167.9731 | 1193.6685 | 1219.9293 | 504.2526 | 447.2375 | 390.5367 | 334.121 | 277.9614 | 222.029 | 166.2951 | 110.7313 | 55.309 | 0 | 96.3209 | 95.316 | 94.3609 | 93.4552 | 92.5982 | 91.7894 | 91.0284 | 90.3147 | 89.6478 | 89.0274 | 90.986 | 92.9877 | 95.0334 | 97.1241 | 99.2609 | 101.4446 | 103.6764 | 105.9573 | 108.2883 | 110.6707 | 113.1054 | 115.5937 | 118.1368 | 120.7358 | 123.392 | 126.1066 | 128.881 | 131.7164 | 134.6141 | 137.5756 | 140.6023 | 143.6955 | 146.8568 | 150.0877 | 153.3896 | 156.7642 | 160.213 | 163.7377 | 167.3399 | 171.0214 | 174.7839 | 178.6291 | 182.559 | 186.5753 | 190.6799 | 194.8749 | 199.1621 | 203.5437 | 208.0216 | 212.5981 | 217.2753 | 222.0553 | 226.9406 | 231.9332 | 237.0358 | 242.2506 | 165.2548 | 146.5697 | 127.9876 | 109.4989 | 91.0941 | 72.7638 | 54.4986 | 36.2891 | 18.126 | 0 | 3542.1297 | 3264.8373 | 2989.6256 | 2716.3521 | 2444.8754 | 2175.0551 | 1906.7519 | 1639.8276 | 1374.1449 | 1109.567 | 1133.9775 | 1158.925 | 1184.4214 | 1210.4786 | 1237.1092 | 1264.3256 | 1292.1407 | 1320.5678 | 1349.6203 | 1379.312 | 1409.6568 | 1440.6693 | 1472.364 | 1504.756 | 1537.8607 | 1571.6936 | 1606.2708 | 1641.6088 | 1677.7242 | 1714.6341 | 1752.3561 | 1790.9079 | 1830.3079 | 1870.5747 | 1911.7273 | 1953.7853 | 1996.7686 | 2040.6975 | 2085.5928 | 2131.4759 | 2178.3683 | 2226.2925 | 2275.2709 | 2325.3268 | 2376.484 | 2428.7667 | 2482.1996 | 2536.8079 | 2592.6177 | 2649.6553 | 2707.9477 | 2767.5226 | 2828.4081 | 2890.633 | 2954.227 | 3019.22 | 660.0846 | 585.4498 | 511.2264 | 437.3762 | 363.8613 | 290.6438 | 217.6862 | 144.9512 | 72.4014 | 0 | 518.1218 | 488.4781 | 459.1276 | 430.0549 | 401.2447 | 372.6823 | 344.3526 | 316.2409 | 288.3327 | 260.6136 | 266.3471 | 272.2067 | 278.1953 | 284.3156 | 290.5705 | 296.9631 | 303.4963 | 310.1732 | 316.997 | 323.9709 | 331.0983 | 338.3824 | 345.8268 | 353.435 | 361.2106 | 369.1572 | 377.2787 | 385.5788 | 394.0616 | 402.7309 | 411.591 | 420.646 | 429.9002 | 439.358 | 449.0239 | 458.9024 | 468.9983 | 479.3162 | 489.8612 | 500.6381 | 511.6522 | 522.9085 | 534.4125 | 546.1696 | 558.1853 | 570.4654 | 583.0156 | 595.842 | 608.9505 | 622.3474 | 636.0391 | 650.0319 | 664.3326 | 678.9479 | 693.8848 | 709.1503 | 342.6151 | 303.8761 | 265.3506 | 227.0189 | 188.8612 | 150.8579 | 112.9894 | 75.2365 | 37.5798 | 0 | 110.2081 | 101.984 | 93.8243 | 85.7246 | 77.6808 | 69.6888 | 61.7443 | 53.8434 | 45.9819 | 38.1558 | 38.9953 | 39.8532 | 40.7299 | 41.626 | 42.5418 | 43.4777 | 44.4342 | 45.4117 | 46.4108 | 47.4318 | 48.4753 | 49.5418 | 50.6317 | 51.7456 | 52.884 | 54.0475 | 55.2365 | 56.4517 | 57.6936 | 58.9629 | 60.2601 | 61.5858 | 62.9407 | 64.3254 | 65.7405 | 67.1868 | 68.6649 | 70.1756 | 71.7194 | 73.2973 | 74.9098 | 76.5578 | 78.2421 | 79.9634 | 81.7226 | 83.5205 | 85.358 | 87.2358 | 89.155 | 91.1164 | 93.121 | 95.1697 | 97.2634 | 99.4032 | 101.5901 | 103.825 | 29.6311 | 26.2808 | 22.9489 | 19.6338 | 16.3337 | 13.047 | 9.7719 | 6.5068 | 3.2501 | 0 | 36.0233 | 72.0094 | 107.9766 | 143.9432 | 179.9274 | 215.9474 | 252.0215 | 288.1677 | 324.4044 | 360.7497 | 368.6862 | 376.7973 | 385.0868 | 393.5587 | 402.217 | 411.0658 | 420.1092 | 429.3516 | 438.7974 | 448.4509 | 458.3168 | 468.3998 | 478.7046 | 489.2361 | 499.9993 | 510.9993 | 522.2413 | 533.7306 | 545.4726 | 557.473 | 569.7374 | 582.2717 | 595.0816 | 608.1734 | 621.5532 | 635.2274 | 649.2024 | 663.4849 | 678.0815 | 692.9993 | 708.2453 | 723.8267 | 739.7509 | 756.0254 | 772.658 | 789.6565 | 807.0289 | 824.7835 | 842.9288 | 861.4732 | 880.4256 | 899.795 | 919.5905 | 939.8215 | 960.4975 | 981.6285 | 881.3722 | 781.7167 | 682.6106 | 584.0028 | 485.8426 | 388.0796 | 290.6636 | 193.5448 | 96.6734 | 0 | 4302.8037 | 4022.6247 | 3744.915 | 3469.53 | 3196.3265 | 2925.163 | 2655.8987 | 2388.3943 | 2122.5117 | 1858.1135 | 1898.992 | 1940.7698 | 1983.4668 | 2027.103 | 2071.6993 | 2117.2767 | 2163.8568 | 2211.4616 | 2260.1138 | 2309.8363 | 2360.6527 | 2412.587 | 2465.664 | 2519.9086 | 2575.3466 | 2632.0042 | 2689.9083 | 2749.0863 | 2809.5662 | 2871.3766 | 2934.5469 | 2999.1069 | 3065.0873 | 3132.5192 | 3201.4346 | 3271.8662 | 3343.8472 | 3417.4119 | 3492.5949 | 3569.432 | 3647.9595 | 3728.2146 | 3810.2354 | 3894.0605 | 3979.7299 | 4067.2839 | 4156.7642 | 4248.213 | 4341.6737 | 4437.1905 | 4534.8087 | 4634.5745 | 4736.5351 | 4840.7389 | 4947.2351 | 5056.0743 | 2078.9578 | 1843.893 | 1610.1241 | 1377.5306 | 1145.9929 | 915.3921 | 685.6098 | 456.5284 | 228.0307 | 0 | 41.4598 | 82.4288 | 118.845 | 157.1156 | 197.3973 | 236.7267 | 275.7313 | 314.6612 | 353.5361 | 392.3759 | 400.2234 | 408.2279 | 416.3924 | 424.7203 | 433.2147 | 441.879 | 450.7165 | 459.7309 | 468.9255 | 478.304 | 487.8701 | 497.6275 | 507.58 | 517.7316 | 528.0863 | 538.648 | 549.421 | 560.4094 | 571.6176 | 583.0499 | 594.7109 | 607.7946 | 621.166 | 634.8317 | 648.798 | 663.0715 | 677.6591 | 692.5676 | 707.8041 | 723.3758 | 739.2901 | 755.5544 | 772.1766 | 789.1645 | 806.5261 | 824.2697 | 842.4036 | 860.9365 | 879.8771 | 899.2344 | 919.0176 | 939.236 | 959.8992 | 981.0169 | 1002.5993 | 1024.6565 | 920.0056 | 815.9819 | 712.5316 | 609.6016 | 507.1387 | 405.0904 | 303.4044 | 202.0285 | 100.9109 | 0 |  | 0 | 0 | 0 | 0 | 0 | 0 | 0 | 0 | 0 | 0 | 0 | 0 | 0 | 0 | 0 | 0 | 0 | 0 | 0 | 0 | 0 | 0 | 0 | 0 | 0 | 0 | 0 | 0 | 0 | 0 | 0 | 0 | 0 | 0 | 0 | 0 | 0 | 0 | 0 | 0 | 0 | 0 | 0 | 0 | 0 | 0 | 0 | 0 | 0 | 0 | 0 | 0 | 0 | 0 | 0 | 0 | 0 | 0 | 0 | 0 | 0 | 0 | 0 | 0 | 0 | 0 |  | 0 | 0 | 0 | 0 | 0 | 0 | 0 | 0 | 0 | 0 | 0 | 0 | 0 | 0 | 0 | 0 | 0 | 0 | 0 | 0 | 0 | 0 | 0 | 0 | 0 | 0 | 0 | 0 | 0 | 0 | 0 | 0 | 0 | 0 | 0 | 0 | 0 | 0 | 0 | 0 | 0 | 0 | 0 | 0 | 0 | 0 | 0 | 0 | 0 | 0 | 0 | 0 | 0 | 0 | 0 | 0 | 0 | 0 | 0 | 0 | 0 | 0 | 0 | 0 | 0 | 0 | [67 empty] | 7038.2681 | 6513.8744 | 6181.3016 | 5510.5597 | 4651.1009 | 4101.1233 | 3632.5802 | 3041.2567 | 2453.335 | 1927.5213 | 1999.3233 | 1997.1519 | 2085.0182 | 2017.8977 | 2181.9479 | 2165.6145 | 2308.3475 | 2253.6608 | 2261.5125 | 2429.6437 | 2475.3766 | 2566.182 | 2693.9221 | 2607.5641 | 2673.5982 | 2840.06 | 2788.3898 | 2854.2291 | 2959.8874 | 3137.285 | 3071.8954 | 3078.627 | 3229.9591 | 3429.0308 | 3423.9133 | 3643.2284 | 3717.8056 | 3799.8152 | 3688.3995 | 4018.4927 | 3852.358 | 4234.7758 | 4030.0775 | 4390.9492 | 4331.4225 | 4391.2597 | 4580.4595 | 4501.2192 | 4732.4503 | 4700.8857 | 4819.7122 | 4933.1757 | 5041.8565 | 5234.701 | 5442.6253 | 5544.5403 | 417.9564 | 379.4341 | 314.9787 | 5.153e-18 | 4.2078e-18 | 3.3664e-18 | 2.3682e-18 | 1.6378e-18 | 7.8338e-19 |  | 7068.5809 | 6224.1758 | 5828.3908 | 5437.5029 | 4755.2403 | 3930.8542 | 3700.5212 | 2916.4665 | 2516.3068 | 1923.5017 | 1910.9176 | 2014.6971 | 2014.1069 | 2055.8508 | 2107.2218 | 2175.161 | 2105.663 | 2215.57 | 2306.9059 | 2422.9534 | 2392.991 | 2536.8452 | 2622.5259 | 2688.1745 | 2587.9186 | 2746.7178 | 2826.5873 | 2875.6011 | 2936.3436 | 2897.961 | 2852.753 | 2961.2706 | 3091.2597 | 3278.9484 | 3193.3703 | 3382.6542 | 3363.5063 | 3297.9574 | 3603.1901 | 3543.1116 | 3808.8968 | 3747.5016 | 3797.4619 | 3833.3883 | 3978.5681 | 4045.4983 | 4274.1922 | 4191.3483 | 4289.3318 | 4487.5879 | 4445.5448 | 4714.5476 | 4782.1352 | 5059.8756 | 5241.0395 | 5072.7434 | 392.4754 | 338.6098 | 307.2907 | 4.8727e-18 | 3.928e-18 | 3.0809e-18 | 2.255e-18 | 1.4329e-18 | 7.5267e-19 |  | 6741.9666 | 6571.1842 | 5736.9659 | 5017.0777 | 4587.842 | 4026.9325 | 3338.5838 | 2857.2862 | 2418.0541 | 1777.0007 | 1805.137 | 1892.7477 | 1927.9022 | 2019.1443 | 2108.6182 | 2173.1264 | 2072.1664 | 2236.8716 | 2239.1044 | 2229.6543 | 2353.2334 | 2454.9984 | 2446.18 | 2480.4517 | 2542.8213 | 2626.5611 | 2567.4375 | 2728.8652 | 2618.1173 | 2761.0309 | 2942.9656 | 2989.8315 | 3093.5771 | 3025.5912 | 3230.8856 | 3131.7056 | 3286.4482 | 3549.2835 | 3427.4888 | 3578.7453 | 3611.1747 | 3733.3407 | 3901.2672 | 3937.4202 | 4015.8147 | 4160.6783 | 4235.7621 | 4323.2994 | 4480.8955 | 4236.8638 | 4694.6806 | 4496.4889 | 4912.7084 | 4899.8426 | 5112.7697 | 5035.9697 | 372.846 | 351.6802 | 298.299 | 4.8635e-18 | 3.9116e-18 | 3.1411e-18 | 2.3285e-18 | 1.4049e-18 | 7.2537e-19
OH-3PH | 10.41% | 9.743% | DM-G6 | Brattleboro | 204888 | 204888: Rt 30-Main Line feeder | Sub | 0 | 3PH | OH | 5 | Zone 1 | 1511 | 3762144 | Mainline feed that backs up to EJ-G7 | 2571 Customers on the EJ-G7 and 1907 on the DM-G6 | EJ-G7 | 2571 | 4371311.3507 |  | 3621839.7769 | 749471.5738 | 154147.857 | 132621.6714 | 0 | 1500353.0154 | 32750112.2572 | 209142.0459 | 4565209.2611 | 58478.9867 | 150709.4545 | 155004.8682 | 158843.035 |  |  |  |  | 40702.8022 | 81304.7013 | 121667.2092 | 161833.5702 | 201844.3487 | 241737.6494 | 281549.2963 | 321313.0147 | 361047.583 | 400755.1998 | 389837.2818 | 379016.6469 | 368464.8313 | 358127.4449 | 347953.4148 | 337894.7116 | 327906.1267 | 317945.0453 | 307987.4181 | 298029.791 | 288176.0294 | 278636.1027 | 269520.7809 | 260839.4053 | 252601.5227 | 244816.89 | 237495.4785 | 230647.4793 | 224283.3073 | 218413.6069 | 212920.1401 | 207553.0101 | 202185.8801 | 196818.75 | 191451.62 | 186084.4899 | 180717.3599 | 175350.2298 | 169983.0998 | 164615.9697 | 159248.8397 | 153881.7097 | 148514.5796 | 143147.4496 | 137780.3195 | 132413.1895 | 127046.0594 | 121678.9294 | 116311.7993 | 110944.6693 | 98296.0996 | 85973.0347 | 73982.6359 | 62332.2218 | 51029.272 | 40081.4308 | 29496.5105 | 19282.4954 | 9447.5454 | 8.5264e-12 | 8.5264e-12 | 8.5264e-12 | 8.5264e-12 | 0 | 0 | 0 | 6075.8626 | 12285.3941 | 18631.5353 | 25117.2917 | 31745.7346 | 38520.0034 | 45443.306 | 52518.9213 | 52518.9213 | 67140.5671 | 67140.5671 | 67140.5671 | 67140.5671 | 67140.5671 | 67140.5671 | 67140.5671 | 67140.5671 | 67140.5671 | 67140.5671 | 67140.5671 | 67140.5671 | 67140.5671 | 67140.5671 | 67140.5671 | 67140.5671 | 67140.5671 | 67140.5671 | 67140.5671 | 67140.5671 | 67140.5671 | 67140.5671 | 67140.5671 | 67140.5671 | 67140.5671 | 67140.5671 | 67140.5671 | 67140.5671 | 67140.5671 | 67140.5671 | 67140.5671 | 67140.5671 | 67140.5671 | 67140.5671 | 67140.5671 | 67140.5671 | 67140.5671 | 67140.5671 | 67140.5671 | 67140.5671 | 67140.5671 | 61064.7045 | 54855.173 | 48509.0318 | 42023.2754 | 35394.8324 | 28620.5637 | 21697.2611 | 14621.6458 | 7390.367 | 0 | 0 | 0 | 0 | 0 | 0 | 0 | 17103.3118 | 16421.5036 | 14450.4619 | 14195.4642 | 12951.2576 | 11609.6732 | 9764.3826 | 8405.1789 | 7283.9542 | 6350.9109 | 6207.7042 | 6226.7522 | 6960.1862 | 6853.4511 | 6709.9296 | 6896.567 | 7186.2927 | 7344.8638 | 7677.5416 | 7613.5075 | 7932.5658 | 8364.6398 | 8482.0277 | 8753.3921 | 9020.4014 | 8840.2967 | 9494.3593 | 9481.5295 | 9377.6599 | 9642.2767 | 10205.368 | 10562.8178 | 10414.9614 | 10345.6906 | 11477.6802 | 11861.3229 | 12103.9432 | 12015.6806 | 12752.7062 | 12992.6094 | 12410.7829 | 13503.0614 | 13078.5173 | 13927.1484 | 13717.6021 | 14160.5432 | 14927.0039 | 4158.6232 | 3884.5195 | 3270.26 | 2804.6056 | 2250.4608 | 1807.4646 | 1384.6721 | 969.9237 | 472.8255 | 0 | 0 | 0 | 0 | 0 | 0 | 0 | 0 | 0 |  | 11929.5001 | 11283.6755 | 10644.5619 | 10011.8249 | 9385.1342 | 8764.1629 | 8148.5877 | 7538.0882 | 6932.3474 | 6331.0509 | 6470.334 | 6612.6814 | 6758.1604 | 6906.8399 | 7058.7904 | 7214.0838 | 7372.7936 | 7534.9951 | 7700.765 | 7870.1818 | 8043.3258 | 8220.279 | 8401.1251 | 8585.9499 | 8774.8408 | 8967.8873 | 9165.1808 | 9366.8148 | 9572.8847 | 9783.4881 | 9998.7249 | 10218.6968 | 10443.5082 | 10673.2653 | 10908.0772 | 11148.0549 | 11393.3121 | 11643.965 | 11900.1322 | 12161.9351 | 12429.4977 | 12702.9466 | 12982.4114 | 13268.0245 | 13559.921 | 13858.2393 | 14163.1205 | 7165.5958 | 6355.392 | 5549.6549 | 4747.9691 | 3949.9224 | 3155.1047 | 2363.1084 | 1573.5277 | 785.959 | 0 | 0 | 0 | 0 | 0 | 0 | 0 | 0 | 0 | 0 | 0 | 0 | 0 | 0 | 0 | 0 | 0 | 0 | 0 | 0 | 0 | 0 | 0 | 0 | 0 | 0 | 0 | 0 | 0 | 0 | 0 | 0 | 0 | 0 | 0 | 0 | 0 | 0 | 0 | 0 | 0 | 0 | 0 | 0 | 0 | 0 | 0 | 0 | 0 | 0 | 0 | 0 | 0 | 0 | 0 | 0 | 0 | 0 | 0 | 0 | 0 | 0 | 0 | 0 | 0 | 0 | 0 | 0 | 0 | 0 | 0 | 0 | 0 | 0 | 0 | 0 | 0 | 0 | 0 | 0 | 0 | 0 | 0 | 0 | 0 | 0 | 0 | 0 | 0 | 0 | 0 | 0 | 0 | 0 | 0 | 0 | 0 | 0 | 0 | 0 | 0 | 0 | 0 | 0 | 0 | 0 | 0 | 0 | 0 | 0 | 0 | 0 | 0 | 0 | 0 | 0 | 0 | 0 | 0 | 0 | 0 | 0 | 0 | 0 | 0 | 0 | 0 | 0 | 0 | 0 | 0 | 0 | 0 | 0 | 0 | 0 | 0 | 0 | 0 | 0 | 0 | 0 | 0 | 0 | 0 | 0 | 0 | 0 | 0 | 0 | 0 | 0 | 0 | 0 | 0 | 0 | 0 | 0 | 0 | 0 | 0 | 0 | 0 | 0 | 0 | 0 | 0 | 0 | 0 | 0 | 0 | 0 | 0 | 0 | 0 | 0 | 0 | 0 | 0 | 0 | 0 | 0 | 0 | 0 | 0 | 0 | 0 | 0 | 0 | 0 | 0 | 0 | 0 | 0 | 0 | 0 | 0 | 0 | 0 | 0 | 0 | 0 | 0 | 0 | 0 | 0 | 0 | 0 | 0 | 0 | 0 | 0 | 0 | 0 | 0 | 0 | 0 | 0 | 0 | 0 | 0 | 0 | 0 | 0 | 0 | 0 | 0 | 0 | 0 | 0 | 0 | 0 | 0 | 0 | 0 | 0 | 0 | 0 | 0 | 0 | 0 | 0 | 0 | 0 | 0 | 0 | 0 | 0 | 0 | 0 | 0 | 0 | 0 | 0 | 0 | 0 | 0 | 0 | 0 | 0 | 0 | 0 | 0 | 0 | 0 | 0 | 0 | 0 | 0 | 0 | 0 | 0 | 0 | 0 | 0 | 0 | 0 | 0 | 0 | 0 | 0 | 0 | 0 | 0 | 0 | 0 | 0 | 0 | 0 | 0 | 0 | 0 | 0 | 0 | 0 | 0 | 0 | 0 | 0 | 0 | 0 | 0 | 0 | 0 | 0 | 0 | 0 | 0 | 0 | 0 | 0 | 0 | 0 | 0 | 0 | 0 | 0 | 0 | 0 | 0 | 0 | 0 | 0 | 0 | 0 | 0 | 0 | 0 | 0 | 0 | 0 | 0 | 0 | 0 | 0 | 0 | 0 | 0 | 0 | 0 | 0 | 0 | 0 | 0 | 0 | 0 | 0 | 0 | 0 | 0 | 0 | 0 | 0 | 0 | 0 | 0 | 0 | 0 | 0 | 0 | 0 | 0 | 0 | 0 | 0 | 0 | 0 | 0 | 0 | 0 | 0 | 0 | 0 | 0 | 0 | 0 | 0 | 0 | 0 | 0 | 0 | 0 | 0 | 0 | 0 | 0 | 0 | 0 | 0 | 0 | 0 | 0 | 0 | 0 | 0 | 0 | 0 | 0 | 0 | 0 | 0 | 0 | 0 | 0 | 0 | 0 | 448.4434 | 891.5781 | 1285.4691 | 1699.4164 | 2135.1176 | 2560.5184 | 2982.4054 | 3403.4841 | 3823.9691 | 4244.0734 | 4328.9549 | 4415.534 | 4503.8446 | 4593.9215 | 4685.8 | 4779.516 | 4875.1063 | 4972.6084 | 5072.0606 | 5173.5018 | 5276.9718 | 5382.5113 | 5490.1615 | 5599.9647 | 5711.964 | 5826.2033 | 5942.7273 | 6061.5819 | 6182.8135 | 6306.4698 | 6432.5992 | 6574.1164 | 6718.7469 | 6866.5594 | 7017.6237 | 7172.0114 | 7329.7957 | 7491.0512 | 7655.8543 | 7824.2831 | 7996.4173 | 8172.3385 | 8352.1299 | 8535.8768 | 8723.6661 | 8915.5867 | 9111.7296 | 8181.1246 | 7256.0964 | 6336.1679 | 5420.865 | 4509.7168 | 3602.2552 | 2698.0149 | 1796.5326 | 897.3473 | 0 | 0 | 0 | 0 | 0 | 0 | 0 | 0 | 0 | 0 |  | 0 | 0 | 0 | 0 | 0 | 0 | 12197.0908 | 13946.4618 | 15700.2083 | 17459.2123 | 17843.3149 | 18235.8679 | 18637.0569 | 19047.0722 | 19466.1078 | 19894.3622 | 20332.0381 | 20779.343 | 21236.4885 | 21703.6913 | 22181.1725 | 22669.1583 | 23167.8797 | 23677.5731 | 24198.4797 | 24730.8463 | 25274.9249 | 25830.9732 | 26399.2546 | 26980.0382 | 27573.5991 | 28180.2183 | 28800.1831 | 29433.7871 | 30081.3304 | 30743.1197 | 31419.4683 | 32110.6966 | 32817.1319 | 33539.1088 | 34276.9692 | 35031.0625 | 35801.7459 | 36589.3843 | 37394.3508 | 38217.0265 | 39057.8011 | 0 | 0 | 0 | 0 | 0 | 0 | 0 | 0 | 0 | 0 | 0 | 0 | 0 | 0 | 0 | 0 | 0 | 0 | 0 |  | 0 | 0 | 0 | 0 | 0 | 0 | 266241.4047 | 304427.148 | 342708.4021 | 381104.417 | 389488.7142 | 398057.4659 | 406814.7302 | 415764.6542 | 424911.4766 | 434259.5291 | 443813.2387 | 453577.13 | 463555.8269 | 473754.0551 | 484176.6443 | 494828.5304 | 505714.7581 | 516840.4828 | 528210.9734 | 539831.6148 | 551707.9103 | 563845.4844 | 576250.085 | 588927.5869 | 601883.9938 | 615125.4417 | 628658.2014 | 642488.6818 | 656623.4328 | 671069.1483 | 685832.6696 | 700920.9883 | 716341.2501 | 732100.7576 | 748206.9743 | 764667.5277 | 781490.2133 | 798682.998 | 816254.0239 | 834211.6125 | 852564.2679 | 0 | 0 | 0 | 0 | 0 | 0 | 0 | 0 | 0 | 0 | 0 | 0 | 0 | 0 | 0 | 0 | 0 | 0 | 0 | [67 empty] | 17751.7293 | 16599.9266 | 15946.8463 | 14427.9834 | 12400.2422 | 11184.9884 | 10201.3444 | 8881.5881 | 7569.6727 | 6462.0082 | 6702.7239 | 6695.4445 | 6990.0158 | 6764.9945 | 7314.9721 | 7260.2146 | 7738.7265 | 7555.3895 | 7581.7123 | 8145.3716 | 8298.6907 | 8603.1157 | 9031.3637 | 8741.849 | 8963.228 | 9521.2905 | 9348.0663 | 9568.7924 | 9923.0116 | 10517.7362 | 10298.5179 | 10321.0855 | 10828.4259 | 11495.8132 | 11478.6566 | 12213.9096 | 12463.9295 | 12738.8663 | 12365.3458 | 13471.9817 | 12915.016 | 14197.0702 | 13510.8199 | 14720.6411 | 14521.0778 | 14721.6818 | 15355.9736 | 4213.9945 | 3844.935 | 3263.2877 | 2800.8368 | 2333.5819 | 1864.066 | 1418.3442 | 960.8112 | 478.3764 | 0 | 0 | 0 | 0 | 0 | 0 | 0 | 0 | 0 |  | 17828.1836 | 15861.66 | 15036.3886 | 14236.7028 | 12677.887 | 10720.6139 | 10392.1427 | 8517.1548 | 7763.9697 | 6448.5324 | 6406.3441 | 6754.2646 | 6752.286 | 6892.2321 | 7064.4531 | 7292.2193 | 7059.2273 | 7427.6901 | 7733.8934 | 8122.9423 | 8022.4934 | 8504.7642 | 8792.0082 | 9012.0952 | 8675.9876 | 9208.3612 | 9476.1236 | 9640.442 | 9844.081 | 9715.4035 | 9563.8437 | 9927.6488 | 10363.4365 | 10992.6625 | 10705.7621 | 11340.3355 | 11276.1424 | 11056.3899 | 12079.6816 | 11878.2687 | 12769.3124 | 12563.4852 | 12730.977 | 12851.4201 | 13338.1347 | 13562.518 | 14329.2134 | 3923.8966 | 3484.9181 | 3115.2194 | 2583.4002 | 2230.1625 | 1768.0423 | 1370.9752 | 925.2243 | 437.6703 | 0 | 0 | 0 | 0 | 0 | 0 | 0 | 0 | 0 |  | 17004.4059 | 16745.9745 | 14800.5256 | 13135.9277 | 12231.5886 | 10982.6479 | 9375.7169 | 8344.3267 | 7460.8148 | 5957.3883 | 6051.7149 | 6345.4295 | 6463.2849 | 6769.1737 | 7069.1347 | 7285.3983 | 6946.9301 | 7499.1036 | 7506.5892 | 7474.9079 | 7889.2064 | 8230.3729 | 8200.8094 | 8315.705 | 8524.799 | 8805.5363 | 8607.3249 | 9148.5104 | 8777.2285 | 9256.346 | 9866.2813 | 10023.3989 | 10371.2057 | 10143.2831 | 10831.5321 | 10499.0313 | 11017.8054 | 11898.9596 | 11490.6436 | 11997.7303 | 12106.4499 | 12516.011 | 13078.9839 | 13200.1865 | 13463.0039 | 13948.6585 | 14200.3767 | 4047.4278 | 3640.5564 | 2941.1704 | 2728.1783 | 2127.0123 | 1816.3175 | 1327.6142 | 902.5803 | 434.4975 | 0 | 0 | 0 | 0 | 0 | 0 | 0 | 0 | 0
OH-3PH | 2.604% | 7.794% | DM-G6 | Brattleboro | 204889 | 204889: L6-Dover Rd-L61 P1-P121 | 554415 | 0 | 3PH | OH | 4 | Zone 2 | 316 | 940532 |  |  |  |  | 1092823.19 |  | 905456.0934 | 187367.0966 | 123318.2856 | 163269.1798 | 0 | 237506.3234 | 5184352.3986 | 0 | 0 | 46783.1893 | 120567.5636 | 124003.8945 | 127074.428 |  |  |  |  | 10175.6573 | 20326.0889 | 30416.6729 | 40458.2205 | 50460.8726 | 60434.1553 | 70387.0247 | 80327.9121 | 90261.5119 | 100188.3739 | 97458.906 | 94753.7587 | 92115.8161 | 89531.4804 | 86987.9837 | 84473.3186 | 81976.183 | 79485.9233 | 76996.5271 | 74507.1309 | 72043.7009 | 69658.7294 | 67379.9087 | 65209.574 | 63150.1121 | 61203.9622 | 59373.6171 | 57661.6246 | 56070.5884 | 54603.1695 | 53229.8087 | 51888.0319 | 50546.255 | 49204.4782 | 47862.7014 | 46520.9246 | 45179.1478 | 43837.371 | 42495.5942 | 41153.8174 | 39812.0406 | 38470.2638 | 37128.487 | 35786.7102 | 34444.9334 | 33103.1566 | 31761.3798 | 30419.603 | 29077.8262 | 27736.0494 | 24573.9204 | 21493.1673 | 18495.5803 | 15582.9892 | 12757.2637 | 10020.3151 | 7374.0963 | 4820.6033 | 2361.8763 | 2.1316e-12 | 2.1316e-12 | 2.1316e-12 | 2.1316e-12 | 0 | 0 | 0 | 1518.9592 | 3071.3355 | 4657.864 | 6279.2962 | 7936.3999 | 9629.9599 | 11360.7782 | 13129.6745 | 13129.6745 | 16785.0704 | 16785.0704 | 16785.0704 | 16785.0704 | 16785.0704 | 16785.0704 | 16785.0704 | 16785.0704 | 16785.0704 | 16785.0704 | 16785.0704 | 16785.0704 | 16785.0704 | 16785.0704 | 16785.0704 | 16785.0704 | 16785.0704 | 16785.0704 | 16785.0704 | 16785.0704 | 16785.0704 | 16785.0704 | 16785.0704 | 16785.0704 | 16785.0704 | 16785.0704 | 16785.0704 | 16785.0704 | 16785.0704 | 16785.0704 | 16785.0704 | 16785.0704 | 16785.0704 | 16785.0704 | 16785.0704 | 16785.0704 | 16785.0704 | 16785.0704 | 16785.0704 | 16785.0704 | 16785.0704 | 15266.1112 | 13713.7349 | 12127.2064 | 10505.7742 | 8848.6705 | 7155.1105 | 5424.2922 | 3655.3959 | 1847.5839 | 0 | 0 | 0 | 0 | 0 | 0 | 0 | 13682.6494 | 13137.2029 | 11560.3695 | 11356.3714 | 10361.006 | 9287.7385 | 7811.5061 | 6724.1431 | 5827.1633 | 5080.7287 | 4966.1633 | 4981.4018 | 5568.1489 | 5482.7609 | 5367.9437 | 5517.2536 | 5749.0342 | 5875.8911 | 6142.0333 | 6090.806 | 6346.0527 | 6691.7119 | 6785.6222 | 7002.7137 | 7216.3212 | 7072.2374 | 7595.4875 | 7585.2236 | 7502.1279 | 7713.8214 | 8164.2944 | 8450.2542 | 8331.9691 | 8276.5525 | 9182.1442 | 9489.0583 | 9683.1546 | 9612.5445 | 10202.165 | 10394.0876 | 9928.6264 | 10802.4491 | 10462.8138 | 11141.7187 | 10974.0817 | 11328.4346 | 11941.6031 | 3326.8986 | 3107.6156 | 2616.208 | 2243.6844 | 1800.3687 | 1445.9717 | 1107.7377 | 775.939 | 378.2604 | 0 | 0 | 0 | 0 | 0 | 0 | 0 | 0 | 0 |  | 14686.2852 | 13891.2173 | 13104.411 | 12325.455 | 11553.9425 | 10789.4711 | 10031.6427 | 9280.0631 | 8534.3418 | 7794.0919 | 7965.5619 | 8140.8043 | 8319.902 | 8502.9398 | 8690.0045 | 8881.1846 | 9076.5706 | 9276.2552 | 9480.3328 | 9688.9001 | 9902.0559 | 10119.9012 | 10342.539 | 10570.0748 | 10802.6165 | 11040.2741 | 11283.1601 | 11531.3896 | 11785.0802 | 12044.3519 | 12309.3277 | 12580.1329 | 12856.8958 | 13139.7475 | 13428.822 | 13724.2561 | 14026.1897 | 14334.7659 | 14650.1307 | 14972.4336 | 15301.8271 | 15638.4673 | 15982.5136 | 16334.1289 | 16693.4797 | 17060.7363 | 17436.0725 | 8821.4915 | 7824.058 | 6832.1232 | 5845.1761 | 4862.709 | 3884.2171 | 2909.1985 | 1937.1538 | 967.586 | 0 | 0 | 0 | 0 | 0 | 0 | 0 | 0 | 0 | 0 | 0 | 0 | 0 | 0 | 0 | 0 | 0 | 0 | 0 | 0 | 0 | 0 | 0 | 0 | 0 | 0 | 0 | 0 | 0 | 0 | 0 | 0 | 0 | 0 | 0 | 0 | 0 | 0 | 0 | 0 | 0 | 0 | 0 | 0 | 0 | 0 | 0 | 0 | 0 | 0 | 0 | 0 | 0 | 0 | 0 | 0 | 0 | 0 | 0 | 0 | 0 | 0 | 0 | 0 | 0 | 0 | 0 | 0 | 0 | 0 | 0 | 0 | 0 | 0 | 0 | 0 | 0 | 0 | 0 | 0 | 0 | 0 | 0 | 0 | 0 | 0 | 0 | 0 | 0 | 0 | 0 | 0 | 0 | 0 | 0 | 0 | 0 | 0 | 0 | 0 | 0 | 0 | 0 | 0 | 0 | 0 | 0 | 0 | 0 | 0 | 0 | 0 | 0 | 0 | 0 | 0 | 0 | 0 | 0 | 0 | 0 | 0 | 0 | 0 | 0 | 0 | 0 | 0 | 0 | 0 | 0 | 0 | 0 | 0 | 0 | 0 | 0 | 0 | 0 | 0 | 0 | 0 | 0 | 0 | 0 | 0 | 0 | 0 | 0 | 0 | 0 | 0 | 0 | 0 | 0 | 0 | 0 | 0 | 0 | 0 | 0 | 0 | 0 | 0 | 0 | 0 | 0 | 0 | 0 | 0 | 0 | 0 | 0 | 0 | 0 | 0 | 0 | 0 | 0 | 0 | 0 | 0 | 0 | 0 | 0 | 0 | 0 | 0 | 0 | 0 | 0 | 0 | 0 | 0 | 0 | 0 | 0 | 0 | 0 | 0 | 0 | 0 | 0 | 0 | 0 | 0 | 0 | 0 | 0 | 0 | 0 | 0 | 0 | 0 | 0 | 0 | 0 | 0 | 0 | 0 | 0 | 0 | 0 | 0 | 0 | 0 | 0 | 0 | 0 | 0 | 0 | 0 | 0 | 0 | 0 | 0 | 0 | 0 | 0 | 0 | 0 | 0 | 0 | 0 | 0 | 0 | 0 | 0 | 0 | 0 | 0 | 0 | 0 | 0 | 0 | 0 | 0 | 0 | 0 | 0 | 0 | 0 | 0 | 0 | 0 | 0 | 0 | 0 | 0 | 0 | 0 | 0 | 0 | 0 | 0 | 0 | 0 | 0 | 0 | 0 | 0 | 0 | 0 | 0 | 0 | 0 | 0 | 0 | 0 | 0 | 0 | 0 | 0 | 0 | 0 | 0 | 0 | 0 | 0 | 0 | 0 | 0 | 0 | 0 | 0 | 0 | 0 | 0 | 0 | 0 | 0 | 0 | 0 | 0 | 0 | 0 | 0 | 0 | 0 | 0 | 0 | 0 | 0 | 0 | 0 | 0 | 0 | 0 | 0 | 0 | 0 | 0 | 0 | 0 | 0 | 0 | 0 | 0 | 0 | 0 | 0 | 0 | 0 | 0 | 0 | 0 | 0 | 0 | 0 | 0 | 0 | 0 | 0 | 0 | 0 | 0 | 0 | 0 | 0 | 0 | 0 | 0 | 0 | 0 | 0 | 0 | 0 | 0 | 0 | 0 | 0 | 0 | 0 | 0 | 0 | 0 | 0 | 0 | 0 | 0 | 0 | 0 | 0 | 0 | 0 | 0 | 0 | 0 | 0 | 0 | 0 | 0 | 0 | 0 | 0 | 0 | 0 | 0 | 0 | 0 | 0 | 0 | 0 | 0 | 0 | 0 | 358.7547 | 713.2625 | 1028.3753 | 1359.5331 | 1708.0941 | 2048.4147 | 2385.9243 | 2722.7873 | 3059.1753 | 3395.2587 | 3463.1639 | 3532.4272 | 3603.0757 | 3675.1372 | 3748.64 | 3823.6128 | 3900.085 | 3978.0867 | 4057.6485 | 4138.8014 | 4221.5775 | 4306.009 | 4392.1292 | 4479.9718 | 4569.5712 | 4660.9626 | 4754.1819 | 4849.2655 | 4946.2508 | 5045.1758 | 5146.0794 | 5259.2931 | 5374.9976 | 5493.2475 | 5614.0989 | 5737.6091 | 5863.8365 | 5992.8409 | 6124.6834 | 6259.4265 | 6397.1338 | 6537.8708 | 6681.7039 | 6828.7014 | 6978.9329 | 7132.4694 | 7289.3837 | 6544.8997 | 5804.8772 | 5068.9343 | 4336.692 | 3607.7734 | 2881.8042 | 2158.4119 | 1437.2261 | 717.8779 | 0 | 0 | 0 | 0 | 0 | 0 | 0 | 0 | 0 | 0 |  | 0 | 0 | 0 | 0 | 0 | 0 | 0 | 0 | 0 | 0 | 0 | 0 | 0 | 0 | 0 | 0 | 0 | 0 | 0 | 0 | 0 | 0 | 0 | 0 | 0 | 0 | 0 | 0 | 0 | 0 | 0 | 0 | 0 | 0 | 0 | 0 | 0 | 0 | 0 | 0 | 0 | 0 | 0 | 0 | 0 | 0 | 0 | 0 | 0 | 0 | 0 | 0 | 0 | 0 | 0 | 0 | 0 | 0 | 0 | 0 | 0 | 0 | 0 | 0 | 0 | 0 |  | 0 | 0 | 0 | 0 | 0 | 0 | 0 | 0 | 0 | 0 | 0 | 0 | 0 | 0 | 0 | 0 | 0 | 0 | 0 | 0 | 0 | 0 | 0 | 0 | 0 | 0 | 0 | 0 | 0 | 0 | 0 | 0 | 0 | 0 | 0 | 0 | 0 | 0 | 0 | 0 | 0 | 0 | 0 | 0 | 0 | 0 | 0 | 0 | 0 | 0 | 0 | 0 | 0 | 0 | 0 | 0 | 0 | 0 | 0 | 0 | 0 | 0 | 0 | 0 | 0 | 0 | [67 empty] | 14201.3835 | 13279.9413 | 12757.477 | 11542.3867 | 9920.1938 | 8947.9908 | 8161.0756 | 7105.2705 | 6055.7382 | 5169.6065 | 5362.1791 | 5356.3556 | 5592.0127 | 5411.9956 | 5851.9777 | 5808.1717 | 6190.9812 | 6044.3116 | 6065.3699 | 6516.2973 | 6638.9526 | 6882.4926 | 7225.091 | 6993.4792 | 7170.5824 | 7617.0324 | 7478.453 | 7655.0339 | 7938.4092 | 8414.189 | 8238.8143 | 8256.8684 | 8662.7407 | 9196.6505 | 9182.9253 | 9771.1277 | 9971.1436 | 10191.0931 | 9892.2766 | 10777.5854 | 10332.0128 | 11357.6562 | 10808.6559 | 11776.5129 | 11616.8623 | 11777.3454 | 12284.7789 | 3371.1956 | 3075.948 | 2610.6302 | 2240.6694 | 1866.8656 | 1491.2528 | 1134.6754 | 768.649 | 382.7011 | 0 | 0 | 0 | 0 | 0 | 0 | 0 | 0 | 0 |  | 14262.5468 | 12689.328 | 12029.1109 | 11389.3623 | 10142.3096 | 8576.4911 | 8313.7142 | 6813.7238 | 6211.1757 | 5158.8259 | 5125.0753 | 5403.4117 | 5401.8288 | 5513.7857 | 5651.5625 | 5833.7754 | 5647.3819 | 5942.1521 | 6187.1147 | 6498.3539 | 6417.9947 | 6803.8113 | 7033.6066 | 7209.6761 | 6940.7901 | 7366.6889 | 7580.8989 | 7712.3536 | 7875.2648 | 7772.3228 | 7651.075 | 7942.119 | 8290.7492 | 8794.13 | 8564.6097 | 9072.2684 | 9020.9139 | 8845.1119 | 9663.7453 | 9502.6149 | 10215.4499 | 10050.7881 | 10184.7816 | 10281.1361 | 10670.5078 | 10850.0144 | 11463.3707 | 3139.1173 | 2787.9345 | 2492.1755 | 2066.7201 | 1784.13 | 1414.4338 | 1096.7801 | 740.1795 | 350.1363 | 0 | 0 | 0 | 0 | 0 | 0 | 0 | 0 | 0 |  | 13603.5247 | 13396.7796 | 11840.4205 | 10508.7422 | 9785.2709 | 8786.1184 | 7500.5735 | 6675.4613 | 5968.6519 | 4765.9107 | 4841.3719 | 5076.3436 | 5170.6279 | 5415.3389 | 5655.3078 | 5828.3187 | 5557.5441 | 5999.2829 | 6005.2714 | 5979.9263 | 6311.3651 | 6584.2983 | 6560.6475 | 6652.564 | 6819.8392 | 7044.429 | 6885.8599 | 7318.8083 | 7021.7828 | 7405.0768 | 7893.0251 | 8018.7191 | 8296.9646 | 8114.6265 | 8665.2256 | 8399.225 | 8814.2443 | 9519.1677 | 9192.5148 | 9598.1842 | 9685.1599 | 10012.8088 | 10463.1871 | 10560.1492 | 10770.4031 | 11158.9268 | 11360.3014 | 3237.9422 | 2912.4451 | 2352.9363 | 2182.5426 | 1701.6098 | 1453.054 | 1062.0914 | 722.0642 | 347.598 | 0 | 0 | 0 | 0 | 0 | 0 | 0 | 0 | 0
OH-3PH | 6.696% | 6.43% | SB-G91 | Rutland | 204891 | 204891: WO212564 - L8 P298 thru P215 | 531232 | 652334 | 3PH | OH | 3.3 | Zone 2 | 544 | 2418666 |  |  |  |  | 2810297.0379 |  | 2328465.0258 | 481832.0121 | 101737.5856 | 58716.137 | 0 | 484253.7128 | 22561936.6825 | 0 | 0 | 38596.1312 | 99468.24 | 102303.213 | 104836.4031 |  |  |  |  | 26167.6543 | 52270.4385 | 78219.3191 | 104042.0978 | 129764.8531 | 155412.0825 | 181006.8169 | 206570.7384 | 232115.9194 | 257643.7734 | 250624.6914 | 243668.1523 | 236884.436 | 230238.5753 | 223697.7356 | 217231.0391 | 210809.4214 | 204405.4855 | 198003.7704 | 191602.0552 | 185267.1148 | 179133.9375 | 173273.7368 | 167692.5182 | 162396.4193 | 157391.7128 | 152684.8093 | 148282.2604 | 144190.7619 | 140417.157 | 136885.4312 | 133434.9267 | 129984.4221 | 126533.9176 | 123083.413 | 119632.9085 | 116182.404 | 112731.8994 | 109281.3949 | 105830.8903 | 102380.3858 | 98929.8813 | 95479.3767 | 92028.8722 | 88578.3676 | 85127.8631 | 81677.3585 | 78226.854 | 74776.3495 | 71325.8449 | 63194.1345 | 55271.6898 | 47563.1146 | 40073.114 | 32806.4968 | 25768.1773 | 18963.1782 | 12396.6323 | 6073.7858 | 5.4816e-12 | 5.4816e-12 | 5.4816e-12 | 5.4816e-12 | 0 | 0 | 0 | 3906.1456 | 7898.2264 | 11978.133 | 16147.7975 | 20409.1946 | 24764.3425 | 29215.3036 | 33764.1859 | 33764.1859 | 43164.3783 | 43164.3783 | 43164.3783 | 43164.3783 | 43164.3783 | 43164.3783 | 43164.3783 | 43164.3783 | 43164.3783 | 43164.3783 | 43164.3783 | 43164.3783 | 43164.3783 | 43164.3783 | 43164.3783 | 43164.3783 | 43164.3783 | 43164.3783 | 43164.3783 | 43164.3783 | 43164.3783 | 43164.3783 | 43164.3783 | 43164.3783 | 43164.3783 | 43164.3783 | 43164.3783 | 43164.3783 | 43164.3783 | 43164.3783 | 43164.3783 | 43164.3783 | 43164.3783 | 43164.3783 | 43164.3783 | 43164.3783 | 43164.3783 | 43164.3783 | 43164.3783 | 43164.3783 | 43164.3783 | 39258.2327 | 35266.1519 | 31186.2453 | 27016.5808 | 22755.1837 | 18400.0358 | 13949.0747 | 9400.1924 | 4751.2347 | 0 | 0 | 0 | 0 | 0 | 0 | 0 | 11288.1858 | 10838.1924 | 9537.3048 | 9369.0064 | 8547.83 | 7662.3843 | 6444.4925 | 5547.4181 | 4807.4097 | 4191.6012 | 4097.0848 | 4109.6565 | 4593.7229 | 4523.2777 | 4428.5536 | 4551.7342 | 4742.9532 | 4847.6101 | 5067.1774 | 5024.915 | 5235.4934 | 5520.6623 | 5598.1383 | 5777.2388 | 5953.4649 | 5834.5958 | 6266.2772 | 6257.8095 | 6189.2555 | 6363.9026 | 6735.5429 | 6971.4597 | 6873.8745 | 6828.1558 | 7575.2689 | 7828.4731 | 7988.6025 | 7930.3492 | 8416.7861 | 8575.1222 | 8191.1167 | 8912.0205 | 8631.8214 | 9191.918 | 9053.6174 | 9345.9585 | 9851.8226 | 2744.6913 | 2563.7829 | 2158.3716 | 1851.0397 | 1485.3041 | 1192.9266 | 913.8836 | 640.1497 | 312.0648 | 0 | 0 | 0 | 0 | 0 | 0 | 0 | 0 | 0 |  | 5281.5965 | 4995.668 | 4712.7106 | 4432.5763 | 4155.119 | 3880.1938 | 3607.6577 | 3337.3687 | 3069.1866 | 2802.9722 | 2864.6376 | 2927.6596 | 2992.0681 | 3057.8936 | 3125.1672 | 3193.9209 | 3264.1872 | 3335.9993 | 3409.3913 | 3484.3979 | 3561.0547 | 3639.3979 | 3719.4646 | 3801.2928 | 3884.9213 | 3970.3895 | 4057.7381 | 4147.0083 | 4238.2425 | 4331.4839 | 4426.7765 | 4524.1656 | 4623.6972 | 4725.4186 | 4829.3778 | 4935.6241 | 5044.2078 | 5155.1804 | 5268.5944 | 5384.5034 | 5502.9625 | 5624.0277 | 5747.7563 | 5874.2069 | 6003.4395 | 6135.5152 | 6270.4965 | 3172.4536 | 2813.7488 | 2457.0215 | 2102.0879 | 1748.7654 | 1396.8725 | 1046.2287 | 696.6544 | 347.9708 | 0 | 0 | 0 | 0 | 0 | 0 | 0 | 0 | 0 | 0 | 0 | 0 | 0 | 0 | 0 | 0 | 0 | 0 | 0 | 0 | 0 | 0 | 0 | 0 | 0 | 0 | 0 | 0 | 0 | 0 | 0 | 0 | 0 | 0 | 0 | 0 | 0 | 0 | 0 | 0 | 0 | 0 | 0 | 0 | 0 | 0 | 0 | 0 | 0 | 0 | 0 | 0 | 0 | 0 | 0 | 0 | 0 | 0 | 0 | 0 | 0 | 0 | 0 | 0 | 0 | 0 | 0 | 0 | 0 | 0 | 0 | 0 | 0 | 0 | 0 | 0 | 0 | 0 | 0 | 0 | 0 | 0 | 0 | 0 | 0 | 0 | 0 | 0 | 0 | 0 | 0 | 0 | 0 | 0 | 0 | 0 | 0 | 0 | 0 | 0 | 0 | 0 | 0 | 0 | 0 | 0 | 0 | 0 | 0 | 0 | 0 | 0 | 0 | 0 | 0 | 0 | 0 | 0 | 0 | 0 | 0 | 0 | 0 | 0 | 0 | 0 | 0 | 0 | 0 | 0 | 0 | 0 | 0 | 0 | 0 | 0 | 0 | 0 | 0 | 0 | 0 | 0 | 0 | 0 | 0 | 0 | 0 | 0 | 0 | 0 | 0 | 0 | 0 | 0 | 0 | 0 | 0 | 0 | 0 | 0 | 0 | 0 | 0 | 0 | 0 | 0 | 0 | 0 | 0 | 0 | 0 | 0 | 0 | 0 | 0 | 0 | 0 | 0 | 0 | 0 | 0 | 0 | 0 | 0 | 0 | 0 | 0 | 0 | 0 | 0 | 0 | 0 | 0 | 0 | 0 | 0 | 0 | 0 | 0 | 0 | 0 | 0 | 0 | 0 | 0 | 0 | 0 | 0 | 0 | 0 | 0 | 0 | 0 | 0 | 0 | 0 | 0 | 0 | 0 | 0 | 0 | 0 | 0 | 0 | 0 | 0 | 0 | 0 | 0 | 0 | 0 | 0 | 0 | 0 | 0 | 0 | 0 | 0 | 0 | 0 | 0 | 0 | 0 | 0 | 0 | 0 | 0 | 0 | 0 | 0 | 0 | 0 | 0 | 0 | 0 | 0 | 0 | 0 | 0 | 0 | 0 | 0 | 0 | 0 | 0 | 0 | 0 | 0 | 0 | 0 | 0 | 0 | 0 | 0 | 0 | 0 | 0 | 0 | 0 | 0 | 0 | 0 | 0 | 0 | 0 | 0 | 0 | 0 | 0 | 0 | 0 | 0 | 0 | 0 | 0 | 0 | 0 | 0 | 0 | 0 | 0 | 0 | 0 | 0 | 0 | 0 | 0 | 0 | 0 | 0 | 0 | 0 | 0 | 0 | 0 | 0 | 0 | 0 | 0 | 0 | 0 | 0 | 0 | 0 | 0 | 0 | 0 | 0 | 0 | 0 | 0 | 0 | 0 | 0 | 0 | 0 | 0 | 0 | 0 | 0 | 0 | 0 | 0 | 0 | 0 | 0 | 0 | 0 | 0 | 0 | 0 | 0 | 0 | 0 | 0 | 0 | 0 | 0 | 0 | 0 | 0 | 0 | 0 | 0 | 0 | 0 | 0 | 0 | 0 | 0 | 0 | 0 | 0 | 0 | 0 | 0 | 0 | 0 | 0 | 0 | 0 | 0 | 0 | 0 | 0 | 0 | 0 | 0 | 0 | 0 | 0 | 0 | 0 | 0 | 0 | 0 | 0 | 0 | 0 | 0 | 0 | 0 | 0 | 0 | 0 | 0 | 295.9727 | 588.4416 | 848.4096 | 1121.6148 | 1409.1776 | 1689.9421 | 1968.3875 | 2246.2995 | 2523.8196 | 2801.0884 | 2857.1102 | 2914.2524 | 2972.5375 | 3031.9882 | 3092.628 | 3154.4805 | 3217.5701 | 3281.9215 | 3347.56 | 3414.5112 | 3482.8014 | 3552.4574 | 3623.5066 | 3695.9767 | 3769.8962 | 3845.2942 | 3922.2001 | 4000.6441 | 4080.6569 | 4162.2701 | 4245.5155 | 4338.9168 | 4434.373 | 4531.9292 | 4631.6316 | 4733.5275 | 4837.6651 | 4944.0938 | 5052.8638 | 5164.0268 | 5277.6354 | 5393.7434 | 5512.4058 | 5633.6787 | 5757.6196 | 5884.2872 | 6013.7416 | 5399.5422 | 4789.0237 | 4181.8708 | 3577.7709 | 2976.4131 | 2377.4884 | 1780.6898 | 1185.7115 | 592.2493 | 0 | 0 | 0 | 0 | 0 | 0 | 0 | 0 | 0 | 0 |  | 0 | 0 | 0 | 0 | 0 | 0 | 0 | 0 | 0 | 0 | 0 | 0 | 0 | 0 | 0 | 0 | 0 | 0 | 0 | 0 | 0 | 0 | 0 | 0 | 0 | 0 | 0 | 0 | 0 | 0 | 0 | 0 | 0 | 0 | 0 | 0 | 0 | 0 | 0 | 0 | 0 | 0 | 0 | 0 | 0 | 0 | 0 | 0 | 0 | 0 | 0 | 0 | 0 | 0 | 0 | 0 | 0 | 0 | 0 | 0 | 0 | 0 | 0 | 0 | 0 | 0 |  | 0 | 0 | 0 | 0 | 0 | 0 | 0 | 0 | 0 | 0 | 0 | 0 | 0 | 0 | 0 | 0 | 0 | 0 | 0 | 0 | 0 | 0 | 0 | 0 | 0 | 0 | 0 | 0 | 0 | 0 | 0 | 0 | 0 | 0 | 0 | 0 | 0 | 0 | 0 | 0 | 0 | 0 | 0 | 0 | 0 | 0 | 0 | 0 | 0 | 0 | 0 | 0 | 0 | 0 | 0 | 0 | 0 | 0 | 0 | 0 | 0 | 0 | 0 | 0 | 0 | 0 | [67 empty] | 11716.1414 | 10955.9515 | 10524.9185 | 9522.469 | 8184.1599 | 7382.0924 | 6732.8873 | 5861.8481 | 4995.984 | 4264.9254 | 4423.7978 | 4418.9934 | 4613.4105 | 4464.8964 | 4827.8816 | 4791.7416 | 5107.5595 | 4986.5571 | 5003.9301 | 5375.9452 | 5477.1359 | 5678.0564 | 5960.7001 | 5769.6203 | 5915.7305 | 6284.0517 | 6169.7238 | 6315.403 | 6549.1876 | 6941.7059 | 6797.0218 | 6811.9164 | 7146.7611 | 7587.2367 | 7575.9134 | 8061.1803 | 8226.1935 | 8407.6518 | 8161.1282 | 8891.5079 | 8523.9105 | 9370.0664 | 8917.1411 | 9715.6231 | 9583.9114 | 9716.31 | 10134.9426 | 2781.2364 | 2537.6571 | 2153.7699 | 1848.5523 | 1540.1641 | 1230.2835 | 936.1072 | 634.1354 | 315.7284 | 0 | 0 | 0 | 0 | 0 | 0 | 0 | 0 | 0 |  | 11766.6011 | 10468.6956 | 9924.0165 | 9396.2239 | 8367.4054 | 7075.6052 | 6858.8142 | 5621.3222 | 5124.22 | 4256.0314 | 4228.1871 | 4457.8147 | 4456.5088 | 4548.8732 | 4662.5391 | 4812.8647 | 4659.09 | 4902.2755 | 5104.3696 | 5361.1419 | 5294.8457 | 5613.1443 | 5802.7254 | 5947.9828 | 5726.1518 | 6077.5184 | 6254.2416 | 6362.6917 | 6497.0935 | 6412.1663 | 6312.1369 | 6552.2482 | 6839.8681 | 7255.1572 | 7065.803 | 7484.6214 | 7442.254 | 7297.2173 | 7972.5898 | 7839.6573 | 8427.7462 | 8291.9002 | 8402.4448 | 8481.9373 | 8803.1689 | 8951.2619 | 9457.2808 | 2589.7718 | 2300.046 | 2056.0448 | 1705.0441 | 1471.9072 | 1166.9079 | 904.8436 | 610.6481 | 288.8624 | 0 | 0 | 0 | 0 | 0 | 0 | 0 | 0 | 0 |  | 11222.9079 | 11052.3432 | 9768.3469 | 8669.7123 | 8072.8485 | 7248.5476 | 6187.9731 | 5507.2556 | 4924.1378 | 3931.8763 | 3994.1319 | 4187.9835 | 4265.768 | 4467.6546 | 4665.6289 | 4808.3629 | 4584.9739 | 4949.4084 | 4954.3489 | 4933.4392 | 5206.8762 | 5432.0461 | 5412.5342 | 5488.3653 | 5626.3673 | 5811.6539 | 5680.8344 | 6038.0168 | 5792.9708 | 6109.1883 | 6511.7457 | 6615.4433 | 6844.9958 | 6694.5669 | 7148.8112 | 6929.3606 | 7271.7516 | 7853.3134 | 7583.8248 | 7918.502 | 7990.2569 | 8260.5673 | 8632.1294 | 8712.1231 | 8885.5826 | 9206.1146 | 9372.2486 | 2671.3023 | 2402.7672 | 1941.1724 | 1800.5976 | 1403.8281 | 1198.7696 | 876.2254 | 595.703 | 286.7684 | 0 | 0 | 0 | 0 | 0 | 0 | 0 | 0 | 0
OH-3PH | 3.363% | 3.215% | BV-G44 | Springfield | 204892 | 204892: L4-L43 poles 1 through 36 | 526443 | 0 | 3PH | OH | 1.65 | Zone 1 | 246 | 1214917 | Main line feed that backs up to CV-G65 | 339 Customers on CV-G65 and 792 on BV-G44 | CV-G65 | 339 | 1411636.6817 |  | 1169608.2649 | 242028.4168 | 50868.7928 | 25124.0602 | 0 | 126055.9221 | 3869602.1322 | 411420.3044 | 12629576.3047 | 19298.0656 | 49734.12 | 51151.6065 | 52418.2015 |  |  |  |  | 13144.2407 | 26255.8966 | 39290.2453 | 52261.252 | 65182.016 | 78064.8428 | 90921.3008 | 103762.2813 | 116593.8482 | 129416.7116 | 125890.9656 | 122396.6354 | 118989.1156 | 115650.8419 | 112365.3212 | 109117.0432 | 105891.4087 | 102674.6559 | 99459.0186 | 96243.3813 | 93061.2855 | 89980.5372 | 87036.9073 | 84233.4126 | 81573.136 | 79059.2283 | 76694.9097 | 74483.471 | 72428.2757 | 70532.7611 | 68758.7445 | 67025.526 | 65292.3075 | 63559.089 | 61825.8705 | 60092.652 | 58359.4335 | 56626.215 | 54892.9966 | 53159.7781 | 51426.5596 | 49693.3411 | 47960.1226 | 46226.9041 | 44493.6856 | 42760.4671 | 41027.2487 | 39294.0302 | 37560.8117 | 35827.5932 | 31742.9642 | 27763.4512 | 23891.3668 | 20129.0742 | 16478.9891 | 12943.5799 | 9525.3696 | 6226.9364 | 3050.9155 | 2.7535e-12 | 2.7535e-12 | 2.7535e-12 | 2.7535e-12 | 0 | 0 | 0 | 1962.091 | 3967.3479 | 6016.7205 | 8111.1793 | 10251.7162 | 12439.3449 | 14675.1015 | 16960.0447 | 16960.0447 | 21681.8432 | 21681.8432 | 21681.8432 | 21681.8432 | 21681.8432 | 21681.8432 | 21681.8432 | 21681.8432 | 21681.8432 | 21681.8432 | 21681.8432 | 21681.8432 | 21681.8432 | 21681.8432 | 21681.8432 | 21681.8432 | 21681.8432 | 21681.8432 | 21681.8432 | 21681.8432 | 21681.8432 | 21681.8432 | 21681.8432 | 21681.8432 | 21681.8432 | 21681.8432 | 21681.8432 | 21681.8432 | 21681.8432 | 21681.8432 | 21681.8432 | 21681.8432 | 21681.8432 | 21681.8432 | 21681.8432 | 21681.8432 | 21681.8432 | 21681.8432 | 21681.8432 | 21681.8432 | 21681.8432 | 19719.7523 | 17714.4953 | 15665.1227 | 13570.6639 | 11430.127 | 9242.4983 | 7006.7417 | 4721.7985 | 2386.5866 | 0 | 0 | 0 | 0 | 0 | 0 | 0 | 5644.0929 | 5419.0962 | 4768.6524 | 4684.5032 | 4273.915 | 3831.1921 | 3222.2462 | 2773.709 | 2403.7049 | 2095.8006 | 2048.5424 | 2054.8282 | 2296.8614 | 2261.6389 | 2214.2768 | 2275.8671 | 2371.4766 | 2423.8051 | 2533.5887 | 2512.4575 | 2617.7467 | 2760.3311 | 2799.0691 | 2888.6194 | 2976.7325 | 2917.2979 | 3133.1386 | 3128.9047 | 3094.6278 | 3181.9513 | 3367.7714 | 3485.7299 | 3436.9372 | 3414.0779 | 3787.6345 | 3914.2366 | 3994.3013 | 3965.1746 | 4208.393 | 4287.5611 | 4095.5584 | 4456.0103 | 4315.9107 | 4595.959 | 4526.8087 | 4672.9793 | 4925.9113 | 1372.3457 | 1281.8914 | 1079.1858 | 925.5198 | 742.6521 | 596.4633 | 456.9418 | 320.0748 | 156.0324 | 0 | 0 | 0 | 0 | 0 | 0 | 0 | 0 | 0 |  | 2259.9434 | 2137.5974 | 2016.5227 | 1896.656 | 1777.9347 | 1660.297 | 1543.6814 | 1428.0274 | 1313.2749 | 1199.3643 | 1225.7504 | 1252.7169 | 1280.2766 | 1308.4427 | 1337.2285 | 1366.6475 | 1396.7137 | 1427.4414 | 1458.8452 | 1490.9397 | 1523.7404 | 1557.2627 | 1591.5225 | 1626.536 | 1662.3198 | 1698.8908 | 1736.2664 | 1774.4643 | 1813.5025 | 1853.3995 | 1894.1743 | 1935.8462 | 1978.4348 | 2021.9603 | 2066.4435 | 2111.9052 | 2158.3671 | 2205.8512 | 2254.38 | 2303.9763 | 2354.6638 | 2406.4664 | 2459.4087 | 2513.5156 | 2568.813 | 2625.3269 | 2683.0841 | 1357.4619 | 1203.9756 | 1051.3354 | 899.4628 | 748.2796 | 597.7081 | 447.671 | 298.0916 | 148.8933 | 0 | 0 | 0 | 0 | 0 | 0 | 0 | 0 | 0 | 0 | 0 | 0 | 0 | 0 | 0 | 0 | 0 | 0 | 0 | 0 | 0 | 0 | 0 | 0 | 0 | 0 | 0 | 0 | 0 | 0 | 0 | 0 | 0 | 0 | 0 | 0 | 0 | 0 | 0 | 0 | 0 | 0 | 0 | 0 | 0 | 0 | 0 | 0 | 0 | 0 | 0 | 0 | 0 | 0 | 0 | 0 | 0 | 0 | 0 | 0 | 0 | 0 | 0 | 0 | 0 | 0 | 0 | 0 | 0 | 0 | 0 | 0 | 0 | 0 | 0 | 0 | 0 | 0 | 0 | 0 | 0 | 0 | 0 | 0 | 0 | 0 | 0 | 0 | 0 | 0 | 0 | 0 | 0 | 0 | 0 | 0 | 0 | 0 | 0 | 0 | 0 | 0 | 0 | 0 | 0 | 0 | 0 | 0 | 0 | 0 | 0 | 0 | 0 | 0 | 0 | 0 | 0 | 0 | 0 | 0 | 0 | 0 | 0 | 0 | 0 | 0 | 0 | 0 | 0 | 0 | 0 | 0 | 0 | 0 | 0 | 0 | 0 | 0 | 0 | 0 | 0 | 0 | 0 | 0 | 0 | 0 | 0 | 0 | 0 | 0 | 0 | 0 | 0 | 0 | 0 | 0 | 0 | 0 | 0 | 0 | 0 | 0 | 0 | 0 | 0 | 0 | 0 | 0 | 0 | 0 | 0 | 0 | 0 | 0 | 0 | 0 | 0 | 0 | 0 | 0 | 0 | 0 | 0 | 0 | 0 | 0 | 0 | 0 | 0 | 0 | 0 | 0 | 0 | 0 | 0 | 0 | 0 | 0 | 0 | 0 | 0 | 0 | 0 | 0 | 0 | 0 | 0 | 0 | 0 | 0 | 0 | 0 | 0 | 0 | 0 | 0 | 0 | 0 | 0 | 0 | 0 | 0 | 0 | 0 | 0 | 0 | 0 | 0 | 0 | 0 | 0 | 0 | 0 | 0 | 0 | 0 | 0 | 0 | 0 | 0 | 0 | 0 | 0 | 0 | 0 | 0 | 0 | 0 | 0 | 0 | 0 | 0 | 0 | 0 | 0 | 0 | 0 | 0 | 0 | 0 | 0 | 0 | 0 | 0 | 0 | 0 | 0 | 0 | 0 | 0 | 0 | 0 | 0 | 0 | 0 | 0 | 0 | 0 | 0 | 0 | 0 | 0 | 0 | 0 | 0 | 0 | 0 | 0 | 0 | 0 | 0 | 0 | 0 | 0 | 0 | 0 | 0 | 0 | 0 | 0 | 0 | 0 | 0 | 0 | 0 | 0 | 0 | 0 | 0 | 0 | 0 | 0 | 0 | 0 | 0 | 0 | 0 | 0 | 0 | 0 | 0 | 0 | 0 | 0 | 0 | 0 | 0 | 0 | 0 | 0 | 0 | 0 | 0 | 0 | 0 | 0 | 0 | 0 | 0 | 0 | 0 | 0 | 0 | 0 | 0 | 0 | 0 | 0 | 0 | 0 | 0 | 0 | 0 | 0 | 0 | 0 | 0 | 0 | 0 | 0 | 0 | 0 | 0 | 0 | 0 | 0 | 0 | 0 | 0 | 0 | 0 | 0 | 0 | 0 | 0 | 0 | 0 | 0 | 0 | 0 | 0 | 0 | 0 | 0 | 0 | 0 | 0 | 0 | 0 | 0 | 0 | 0 | 0 | 0 | 0 | 0 | 0 | 0 | 0 | 0 | 0 | 0 | 0 | 0 | 0 | 0 | 147.9863 | 294.2208 | 424.2048 | 560.8074 | 704.5888 | 844.9711 | 984.1938 | 1123.1498 | 1261.9098 | 1400.5442 | 1428.5551 | 1457.1262 | 1486.2687 | 1515.9941 | 1546.314 | 1577.2403 | 1608.7851 | 1640.9608 | 1673.78 | 1707.2556 | 1741.4007 | 1776.2287 | 1811.7533 | 1847.9884 | 1884.9481 | 1922.6471 | 1961.1 | 2000.322 | 2040.3285 | 2081.135 | 2122.7577 | 2169.4584 | 2217.1865 | 2265.9646 | 2315.8158 | 2366.7638 | 2418.8326 | 2472.0469 | 2526.4319 | 2582.0134 | 2638.8177 | 2696.8717 | 2756.2029 | 2816.8393 | 2878.8098 | 2942.1436 | 3006.8708 | 2699.7711 | 2394.5118 | 2090.9354 | 1788.8854 | 1488.2065 | 1188.7442 | 890.3449 | 592.8558 | 296.1246 | 0 | 0 | 0 | 0 | 0 | 0 | 0 | 0 | 0 | 0 |  | 0 | 0 | 0 | 0 | 0 | 0 | 22784.557 | 26075.5706 | 29875.2792 | 33667.5414 | 34401.7955 | 35578.7821 | 36222.9324 | 37252.5134 | 38390.4722 | 39337.1926 | 40223.6665 | 41186.0382 | 42055.4952 | 42673.3017 | 43157.544 | 43982.1977 | 45096.2896 | 46290.7284 | 47454.1651 | 48932.2774 | 50514.151 | 51999.1053 | 53255.5723 | 54408.4125 | 55956.5636 | 57554.7023 | 58787.7528 | 60226.4055 | 61532.3686 | 62237.4202 | 63487.8902 | 63919.8752 | 65265.4022 | 67045.7284 | 68593.2116 | 69986.4395 | 71510.2414 | 73708.1209 | 74985.8765 | 77013.8202 | 79897.8991 | 0 | 0 | 0 | 0 | 0 | 0 | 0 | 0 | 0 | 0 | 0 | 0 | 0 | 0 | 0 | 0 | 0 | 0 | 0 |  | 0 | 0 | 0 | 0 | 0 | 0 | 699429.0232 | 800454.9252 | 917096.4939 | 1033509.4763 | 1056049.2447 | 1092179.7939 | 1111953.6002 | 1143559.1668 | 1178491.6624 | 1207553.6134 | 1234766.1515 | 1264308.5598 | 1290998.7171 | 1309963.836 | 1324828.8667 | 1350143.6744 | 1384343.5141 | 1421009.8064 | 1456724.4074 | 1502098.7648 | 1550658.3358 | 1596242.7259 | 1634813.1253 | 1670202.4414 | 1717726.8175 | 1766785.6862 | 1804637.2573 | 1848800.3042 | 1888890.1115 | 1910533.4338 | 1948919.7425 | 1962180.6024 | 2003484.9244 | 2058136.4937 | 2105640.3657 | 2148408.9837 | 2195185.8977 | 2262655.3113 | 2301879.2189 | 2364132.0274 | 2452666.0511 | 0 | 0 | 0 | 0 | 0 | 0 | 0 | 0 | 0 | 0 | 0 | 0 | 0 | 0 | 0 | 0 | 0 | 0 | 0 | [67 empty] | 5858.0707 | 5477.9758 | 5262.4593 | 4761.2345 | 4092.0799 | 3691.0462 | 3366.4437 | 2930.9241 | 2497.992 | 2132.4627 | 2211.8989 | 2209.4967 | 2306.7052 | 2232.4482 | 2413.9408 | 2395.8708 | 2553.7797 | 2493.2785 | 2501.9651 | 2687.9726 | 2738.5679 | 2839.0282 | 2980.35 | 2884.8102 | 2957.8652 | 3142.0259 | 3084.8619 | 3157.7015 | 3274.5938 | 3470.8529 | 3398.5109 | 3405.9582 | 3573.3806 | 3793.6183 | 3787.9567 | 4030.5902 | 4113.0967 | 4203.8259 | 4080.5641 | 4445.754 | 4261.9553 | 4685.0332 | 4458.5706 | 4857.8116 | 4791.9557 | 4858.155 | 5067.4713 | 1390.6182 | 1268.8285 | 1076.8849 | 924.2761 | 770.082 | 615.1418 | 468.0536 | 317.0677 | 157.8642 | 0 | 0 | 0 | 0 | 0 | 0 | 0 | 0 | 0 |  | 5883.3006 | 5234.3478 | 4962.0082 | 4698.1119 | 4183.7027 | 3537.8026 | 3429.4071 | 2810.6611 | 2562.11 | 2128.0157 | 2114.0936 | 2228.9073 | 2228.2544 | 2274.4366 | 2331.2695 | 2406.4324 | 2329.545 | 2451.1377 | 2552.1848 | 2680.571 | 2647.4228 | 2806.5722 | 2901.3627 | 2973.9914 | 2863.0759 | 3038.7592 | 3127.1208 | 3181.3459 | 3248.5467 | 3206.0832 | 3156.0684 | 3276.1241 | 3419.9341 | 3627.5786 | 3532.9015 | 3742.3107 | 3721.127 | 3648.6087 | 3986.2949 | 3919.8287 | 4213.8731 | 4145.9501 | 4201.2224 | 4240.9686 | 4401.5845 | 4475.6309 | 4728.6404 | 1294.8859 | 1150.023 | 1028.0224 | 852.5221 | 735.9536 | 583.454 | 452.4218 | 305.324 | 144.4312 | 0 | 0 | 0 | 0 | 0 | 0 | 0 | 0 | 0 |  | 5611.4539 | 5526.1716 | 4884.1735 | 4334.8561 | 4036.4242 | 3624.2738 | 3093.9866 | 2753.6278 | 2462.0689 | 1965.9381 | 1997.0659 | 2093.9917 | 2132.884 | 2233.8273 | 2332.8145 | 2404.1815 | 2292.4869 | 2474.7042 | 2477.1744 | 2466.7196 | 2603.4381 | 2716.0231 | 2706.2671 | 2744.1826 | 2813.1837 | 2905.827 | 2840.4172 | 3019.0084 | 2896.4854 | 3054.5942 | 3255.8728 | 3307.7216 | 3422.4979 | 3347.2834 | 3574.4056 | 3464.6803 | 3635.8758 | 3926.6567 | 3791.9124 | 3959.251 | 3995.1285 | 4130.2836 | 4316.0647 | 4356.0616 | 4442.7913 | 4603.0573 | 4686.1243 | 1335.6512 | 1201.3836 | 970.5862 | 900.2988 | 701.9141 | 599.3848 | 438.1127 | 297.8515 | 143.3842 | 0 | 0 | 0 | 0 | 0 | 0 | 0 | 0 | 0
UG-1PH | 3.391% | 3.528% | BV-G44 | Springfield | 204893 | 204893: L44 P65 thru P93 | 469709 | 0 | 1PH | UG | 1.75 | Zone 3 | 89 | 1012095 |  |  |  |  | 1175973.6899 |  | 974350.2452 | 201623.4446 | 47573.9719 | 12071.2062 | 38105.1613 | 60669.4599 | 1862400.9683 | 0 | 0 | 4974.7471 | 46513.9033 | 47769.4192 | 48972.3353 |  |  |  |  | 10949.9005 | 21872.656 | 32731.0103 | 43536.597 | 54300.3288 | 65032.4566 | 75742.6178 | 86439.8852 | 97129.3107 | 107811.4857 | 104874.3386 | 101963.3627 | 99124.7048 | 96343.7328 | 93606.7071 | 90900.7066 | 88213.5695 | 85533.8314 | 82855.0226 | 80176.2137 | 77525.3468 | 74958.9081 | 72506.6969 | 70171.2263 | 67955.0645 | 65860.8363 | 63891.2243 | 62048.9701 | 60336.8754 | 58757.8039 | 57279.9471 | 55836.0774 | 54392.2078 | 52948.3382 | 51504.4685 | 50060.5989 | 48616.7293 | 47172.8596 | 45728.99 | 44285.1204 | 42841.2507 | 41397.3811 | 39953.5115 | 38509.6418 | 37065.7722 | 35621.9026 | 34178.0329 | 32734.1633 | 31290.2937 | 29846.424 | 26443.6956 | 23128.5348 | 19902.8681 | 16768.6644 | 13727.9357 | 10782.7387 | 7935.1749 | 5187.3924 | 2541.5863 | -3.5036e-12 | -3.5036e-12 | -3.5036e-12 | -3.5036e-12 | -3.5036e-12 | -3.5036e-12 | -3.5036e-12 | 1634.5334 | 3305.0266 | 5012.2706 | 6757.074 | 8540.263 | 10362.6822 | 12225.1947 | 14128.6824 | 14128.6824 | 18062.2093 | 18062.2093 | 18062.2093 | 18062.2093 | 18062.2093 | 18062.2093 | 18062.2093 | 18062.2093 | 18062.2093 | 18062.2093 | 18062.2093 | 18062.2093 | 18062.2093 | 18062.2093 | 18062.2093 | 18062.2093 | 18062.2093 | 18062.2093 | 18062.2093 | 18062.2093 | 18062.2093 | 18062.2093 | 18062.2093 | 18062.2093 | 18062.2093 | 18062.2093 | 18062.2093 | 18062.2093 | 18062.2093 | 18062.2093 | 18062.2093 | 18062.2093 | 18062.2093 | 18062.2093 | 18062.2093 | 18062.2093 | 18062.2093 | 18062.2093 | 18062.2093 | 18062.2093 | 18062.2093 | 16427.6758 | 14757.1827 | 13049.9387 | 11305.1353 | 9521.9462 | 7699.527 | 5837.0146 | 3933.5269 | 1988.1625 | 0 | 0 | 0 | 0 | 0 | 0 | 0 | 5933.5335 | 5638.378 | 4901.1152 | 4744.0333 | 4250.5545 | 3724.7346 | 3042.3602 | 2518.358 | 2065.6418 | 1657.5848 | 1620.208 | 1625.1795 | 1816.6054 | 1788.7476 | 1751.2886 | 1800.0008 | 1875.6191 | 1917.0061 | 2003.8348 | 1987.122 | 2070.3961 | 2183.1672 | 2213.8054 | 2284.6313 | 2354.3207 | 2307.3134 | 2478.0234 | 2474.6749 | 2447.5649 | 2516.6298 | 2663.5964 | 2756.8906 | 2718.3002 | 2700.2205 | 2995.6693 | 3095.7999 | 3159.1237 | 3136.0872 | 3328.4505 | 3391.0651 | 3239.2087 | 3524.2928 | 3413.487 | 3634.9794 | 3580.2879 | 3695.8953 | 3895.9412 | 3886.8147 | 4183.5255 | 4122.0634 | 4222.9229 | 4162.776 | 4277.6678 | 4471.6235 | 4807.4638 | 4795.1778 | 360.1228 | 322.9948 | 293.9863 | 4.4857e-18 | 3.6102e-18 | 2.9159e-18 | 2.1497e-18 | 1.4142e-18 | 6.5791e-19 |  | 1189.5713 | 1112.3558 | 1035.8226 | 959.9321 | 884.6446 | 809.9212 | 735.7232 | 662.0121 | 588.7498 | 515.8985 | 527.2483 | 538.8477 | 550.7024 | 562.8178 | 575.1998 | 587.8542 | 600.787 | 614.0043 | 627.5124 | 641.3177 | 655.4267 | 669.8461 | 684.5827 | 699.6435 | 715.0356 | 730.7664 | 746.8433 | 763.2738 | 780.0659 | 797.2273 | 814.7663 | 832.6912 | 851.0104 | 869.7326 | 888.8667 | 908.4218 | 928.4071 | 948.832 | 969.7063 | 991.0399 | 1012.8427 | 1035.1253 | 1057.898 | 1081.1718 | 1104.9576 | 1129.2667 | 1154.1105 | 1179.5009 | 1205.45 | 1231.9699 | 1259.0732 | 1286.7728 | 1315.0818 | 1344.0136 | 1373.5819 | 1403.8007 | 580.2551 | 514.6465 | 449.3996 | 384.4807 | 319.8565 | 255.4939 | 191.3596 | 127.421 | 63.6453 | 0 | 84.2807 | 83.4015 | 82.5658 | 81.7733 | 81.0234 | 80.3157 | 79.6498 | 79.0253 | 78.4418 | 77.899 | 79.6127 | 81.3642 | 83.1542 | 84.9836 | 86.8533 | 88.764 | 90.7168 | 92.7126 | 94.7523 | 96.8368 | 98.9672 | 101.1445 | 103.3697 | 105.6438 | 107.968 | 110.3433 | 112.7709 | 115.2518 | 117.7874 | 120.3787 | 123.027 | 125.7336 | 128.4997 | 131.3267 | 134.2159 | 137.1687 | 140.1864 | 143.2705 | 146.4224 | 149.6437 | 152.9359 | 156.3005 | 159.7391 | 163.2533 | 166.8449 | 170.5155 | 174.2669 | 178.1007 | 182.0189 | 186.0234 | 190.1159 | 194.2984 | 198.573 | 202.9416 | 207.4063 | 211.9692 | 144.598 | 128.2485 | 111.9891 | 95.8115 | 79.7074 | 63.6684 | 47.6863 | 31.753 | 15.8602 | 0 | 3099.3635 | 2856.7326 | 2615.9224 | 2376.8081 | 2139.266 | 1903.1732 | 1668.4079 | 1434.8492 | 1202.3767 | 970.8712 | 992.2303 | 1014.0594 | 1036.3687 | 1059.1688 | 1082.4705 | 1106.2849 | 1130.6231 | 1155.4969 | 1180.9178 | 1206.898 | 1233.4497 | 1260.5856 | 1288.3185 | 1316.6615 | 1345.6281 | 1375.2319 | 1405.487 | 1436.4077 | 1468.0087 | 1500.3049 | 1533.3116 | 1567.0444 | 1601.5194 | 1636.7528 | 1672.7614 | 1709.5621 | 1747.1725 | 1785.6103 | 1824.8937 | 1865.0414 | 1906.0723 | 1948.0059 | 1990.862 | 2034.661 | 2079.4235 | 2125.1708 | 2171.9246 | 2219.7069 | 2268.5405 | 2318.4484 | 2369.4543 | 2421.5823 | 2474.8571 | 2529.3039 | 2584.9486 | 2641.8175 | 577.574 | 512.2686 | 447.3231 | 382.7042 | 318.3786 | 254.3133 | 190.4754 | 126.8323 | 63.3513 | 0 | 453.3566 | 427.4184 | 401.7367 | 376.298 | 351.0892 | 326.097 | 301.3085 | 276.7108 | 252.2911 | 228.0369 | 233.0537 | 238.1809 | 243.4209 | 248.7761 | 254.2492 | 259.8427 | 265.5592 | 271.4015 | 277.3724 | 283.4745 | 289.711 | 296.0846 | 302.5985 | 309.2557 | 316.0593 | 323.0126 | 330.1189 | 337.3815 | 344.8039 | 352.3896 | 360.1421 | 368.0653 | 376.1627 | 384.4383 | 392.8959 | 401.5396 | 410.3735 | 419.4017 | 428.6285 | 438.0584 | 447.6957 | 457.545 | 467.611 | 477.8984 | 488.4122 | 499.1572 | 510.1387 | 521.3617 | 532.8317 | 544.554 | 556.5342 | 568.7779 | 581.291 | 594.0794 | 607.1492 | 620.5065 | 299.7882 | 265.8916 | 232.1818 | 198.6415 | 165.2535 | 132.0006 | 98.8657 | 65.8319 | 32.8823 | 0 | 96.4321 | 89.236 | 82.0962 | 75.009 | 67.9707 | 60.9777 | 54.0263 | 47.113 | 40.2342 | 33.3864 | 34.1209 | 34.8715 | 35.6387 | 36.4227 | 37.224 | 38.043 | 38.8799 | 39.7353 | 40.6094 | 41.5029 | 42.4159 | 43.3491 | 44.3027 | 45.2774 | 46.2735 | 47.2915 | 48.3319 | 49.3952 | 50.4819 | 51.5925 | 52.7276 | 53.8876 | 55.0731 | 56.2847 | 57.523 | 58.7885 | 60.0818 | 61.4036 | 62.7545 | 64.1351 | 65.5461 | 66.9881 | 68.4618 | 69.968 | 71.5073 | 73.0805 | 74.6882 | 76.3314 | 78.0107 | 79.7269 | 81.4809 | 83.2735 | 85.1055 | 86.9778 | 88.8913 | 90.8469 | 25.9273 | 22.9957 | 20.0803 | 17.1796 | 14.292 | 11.4161 | 8.5504 | 5.6935 | 2.8438 | 0 | 31.5204 | 63.0082 | 94.4795 | 125.9503 | 157.4365 | 188.954 | 220.5188 | 252.1468 | 283.8538 | 315.656 | 322.6004 | 329.6976 | 336.9509 | 344.3639 | 351.9399 | 359.6826 | 367.5956 | 375.6827 | 383.9477 | 392.3945 | 401.0272 | 409.8498 | 418.8665 | 428.0816 | 437.4994 | 447.1244 | 456.9611 | 467.0142 | 477.2886 | 487.7889 | 498.5203 | 509.4877 | 520.6964 | 532.1518 | 543.8591 | 555.824 | 568.0521 | 580.5493 | 593.3213 | 606.3744 | 619.7147 | 633.3484 | 647.282 | 661.5222 | 676.0757 | 690.9494 | 706.1503 | 721.6856 | 737.5627 | 753.7891 | 770.3724 | 787.3206 | 804.6417 | 822.3438 | 840.4353 | 858.9249 | 771.2006 | 684.0021 | 597.2842 | 511.0024 | 425.1123 | 339.5696 | 254.3307 | 169.3517 | 84.5892 | 0 | 3764.9533 | 3519.7966 | 3276.8006 | 3035.8387 | 2796.7857 | 2559.5176 | 2323.9114 | 2089.8451 | 1857.1977 | 1625.8493 | 1661.618 | 1698.1736 | 1735.5334 | 1773.7152 | 1812.7369 | 1852.6171 | 1893.3747 | 1935.0289 | 1977.5996 | 2021.1068 | 2065.5711 | 2111.0137 | 2157.456 | 2204.92 | 2253.4282 | 2303.0037 | 2353.6697 | 2405.4505 | 2458.3704 | 2512.4545 | 2567.7285 | 2624.2186 | 2681.9514 | 2740.9543 | 2801.2553 | 2862.8829 | 2925.8663 | 2990.2354 | 3056.0206 | 3123.253 | 3191.9646 | 3262.1878 | 3333.9559 | 3407.303 | 3482.2636 | 3558.8734 | 3637.1687 | 3717.1864 | 3798.9645 | 3882.5417 | 3967.9576 | 4055.2527 | 4144.4682 | 4235.6465 | 4328.8307 | 4424.065 | 1819.0881 | 1613.4064 | 1408.8586 | 1205.3393 | 1002.7438 | 800.9681 | 599.9086 | 399.4623 | 199.5268 | 0 | 36.2773 | 72.1252 | 103.9894 | 137.4761 | 172.7226 | 207.1359 | 241.2649 | 275.3285 | 309.3441 | 343.3289 | 350.1955 | 357.1994 | 364.3434 | 371.6302 | 379.0628 | 386.6441 | 394.377 | 402.2645 | 410.3098 | 418.516 | 426.8863 | 435.4241 | 444.1325 | 453.0152 | 462.0755 | 471.317 | 480.7433 | 490.3582 | 500.1654 | 510.1687 | 520.372 | 531.8202 | 543.5203 | 555.4777 | 567.6982 | 580.1876 | 592.9517 | 605.9967 | 619.3286 | 632.9538 | 646.8788 | 661.1101 | 675.6546 | 690.519 | 705.7104 | 721.236 | 737.1032 | 753.3195 | 769.8925 | 786.8301 | 804.1404 | 821.8315 | 839.9118 | 858.3898 | 877.2744 | 896.5744 | 805.0049 | 713.9842 | 623.4652 | 533.4014 | 443.7464 | 354.4541 | 265.4788 | 176.7749 | 88.297 | 0 |  | 0 | 0 | 0 | 0 | 0 | 0 | 0 | 0 | 0 | 0 | 0 | 0 | 0 | 0 | 0 | 0 | 0 | 0 | 0 | 0 | 0 | 0 | 0 | 0 | 0 | 0 | 0 | 0 | 0 | 0 | 0 | 0 | 0 | 0 | 0 | 0 | 0 | 0 | 0 | 0 | 0 | 0 | 0 | 0 | 0 | 0 | 0 | 0 | 0 | 0 | 0 | 0 | 0 | 0 | 0 | 0 | 0 | 0 | 0 | 0 | 0 | 0 | 0 | 0 | 0 | 0 |  | 0 | 0 | 0 | 0 | 0 | 0 | 0 | 0 | 0 | 0 | 0 | 0 | 0 | 0 | 0 | 0 | 0 | 0 | 0 | 0 | 0 | 0 | 0 | 0 | 0 | 0 | 0 | 0 | 0 | 0 | 0 | 0 | 0 | 0 | 0 | 0 | 0 | 0 | 0 | 0 | 0 | 0 | 0 | 0 | 0 | 0 | 0 | 0 | 0 | 0 | 0 | 0 | 0 | 0 | 0 | 0 | 0 | 0 | 0 | 0 | 0 | 0 | 0 | 0 | 0 | 0 | [67 empty] | 6158.4846 | 5699.6401 | 5408.6389 | 4821.7397 | 4069.7133 | 3588.4829 | 3178.5077 | 2661.0996 | 2146.6681 | 1686.5812 | 1749.4079 | 1747.508 | 1824.3909 | 1765.6605 | 1909.2044 | 1894.9127 | 2019.8041 | 1971.9532 | 1978.8235 | 2125.9383 | 2165.9545 | 2245.4093 | 2357.1818 | 2281.6186 | 2339.3984 | 2485.0525 | 2439.841 | 2497.4504 | 2589.9015 | 2745.1243 | 2687.9085 | 2693.7986 | 2826.2142 | 3000.402 | 2995.9241 | 3187.8248 | 3253.0799 | 3324.8383 | 3227.3496 | 3516.1811 | 3370.8133 | 3705.4288 | 3526.3178 | 3842.0806 | 3789.9947 | 3842.3522 | 4007.9021 | 3938.5668 | 4140.894 | 4113.275 | 4217.2482 | 4316.5287 | 4411.6245 | 4580.3634 | 4762.2971 | 4851.4728 | 365.7118 | 332.0049 | 275.6063 | 4.5089e-18 | 3.6819e-18 | 2.9456e-18 | 2.0722e-18 | 1.4331e-18 | 6.8545e-19 |  | 6185.0083 | 5446.1538 | 5099.842 | 4757.815 | 4160.8353 | 3439.4975 | 3237.9561 | 2551.9082 | 2201.7684 | 1683.064 | 1672.0529 | 1762.86 | 1762.3436 | 1798.8694 | 1843.819 | 1903.2659 | 1842.4551 | 1938.6237 | 2018.5426 | 2120.0842 | 2093.8671 | 2219.7396 | 2294.7101 | 2352.1527 | 2264.4288 | 2403.3781 | 2473.2639 | 2516.151 | 2569.3006 | 2535.7159 | 2496.1588 | 2591.1118 | 2704.8522 | 2869.0799 | 2794.199 | 2959.8224 | 2943.068 | 2885.7127 | 3152.7914 | 3100.2227 | 3332.7847 | 3279.0639 | 3322.7792 | 3354.2148 | 3481.2471 | 3539.811 | 3739.9181 | 3667.4298 | 3753.1653 | 3926.6394 | 3889.8517 | 4125.2292 | 4184.3683 | 4427.3911 | 4585.9095 | 4438.6505 | 343.416 | 296.2836 | 268.8794 | 4.2636e-18 | 3.437e-18 | 2.6958e-18 | 1.9731e-18 | 1.2538e-18 | 6.5859e-19 |  | 5899.2208 | 5749.7861 | 5019.8451 | 4389.943 | 4014.3618 | 3523.5659 | 2921.2608 | 2500.1255 | 2115.7974 | 1554.8756 | 1579.4948 | 1656.1542 | 1686.9144 | 1766.7512 | 1845.0409 | 1901.4856 | 1813.1456 | 1957.2626 | 1959.2164 | 1950.9475 | 2059.0793 | 2148.1236 | 2140.4075 | 2170.3952 | 2224.9686 | 2298.2409 | 2246.5079 | 2387.757 | 2290.8526 | 2415.9021 | 2575.0949 | 2616.1025 | 2706.88 | 2647.3923 | 2827.0249 | 2740.2424 | 2875.6422 | 3105.623 | 2999.0527 | 3131.4021 | 3159.7779 | 3266.6732 | 3413.6088 | 3445.2427 | 3513.8379 | 3640.5935 | 3706.2918 | 3782.8869 | 3920.7836 | 3707.2558 | 4107.8455 | 3934.4278 | 4298.6198 | 4287.3623 | 4473.6735 | 4406.4735 | 326.2402 | 307.7201 | 261.0116 | 4.2556e-18 | 3.4227e-18 | 2.7484e-18 | 2.0374e-18 | 1.2293e-18 | 6.347e-19
UG-1PH | 4.845% | 5.04% | CV-G65 | Springfield | 204894 | 204894: L209 P1-P53 Tarbel Rd-Kna | 528262 | 0 | 1PH | UG | 2.5 | Zone 3 | 58 | 1445839 |  |  |  |  | 1679949.633 |  | 1391918.332 | 288031.301 | 67962.8171 | 5355.1829 | 54435.9448 | 16077.4626 | 343569.5382 | 0 | 0 | 7106.7816 | 66448.4333 | 68242.0274 | 69960.4789 |  |  |  |  | 15642.596 | 31246.4137 | 46758.2304 | 62194.6654 | 77571.3081 | 92902.8026 | 108202.9165 | 123484.6109 | 138755.1025 | 154015.2364 | 149819.3439 | 145660.8385 | 141605.6438 | 137632.8569 | 133722.8499 | 129857.1644 | 126018.4263 | 122190.2581 | 118363.4174 | 114536.5767 | 110749.6529 | 107083.3397 | 103580.2076 | 100243.8463 | 97077.925 | 94086.1932 | 91272.4832 | 88640.7115 | 86194.8806 | 83939.0813 | 81827.8733 | 79765.2181 | 77702.5629 | 75639.9076 | 73577.2524 | 71514.5972 | 69451.942 | 67389.2868 | 65326.6316 | 63263.9764 | 61201.3211 | 59138.6659 | 57076.0107 | 55013.3555 | 52950.7003 | 50888.0451 | 48825.3899 | 46762.7347 | 44700.0794 | 42637.4242 | 37776.4206 | 33040.5127 | 28432.4524 | 23955.0525 | 19611.1876 | 15403.7952 | 11335.8779 | 7410.5042 | 3630.8099 | -5.0052e-12 | -5.0052e-12 | -5.0052e-12 | -5.0052e-12 | -5.0052e-12 | -5.0052e-12 | -5.0052e-12 | 2335.03 | 4721.4306 | 7160.3321 | 9652.8894 | 12200.2829 | 14803.7191 | 17464.4309 | 20183.6784 | 20183.6784 | 25802.9598 | 25802.9598 | 25802.9598 | 25802.9598 | 25802.9598 | 25802.9598 | 25802.9598 | 25802.9598 | 25802.9598 | 25802.9598 | 25802.9598 | 25802.9598 | 25802.9598 | 25802.9598 | 25802.9598 | 25802.9598 | 25802.9598 | 25802.9598 | 25802.9598 | 25802.9598 | 25802.9598 | 25802.9598 | 25802.9598 | 25802.9598 | 25802.9598 | 25802.9598 | 25802.9598 | 25802.9598 | 25802.9598 | 25802.9598 | 25802.9598 | 25802.9598 | 25802.9598 | 25802.9598 | 25802.9598 | 25802.9598 | 25802.9598 | 25802.9598 | 25802.9598 | 25802.9598 | 25802.9598 | 23467.9298 | 21081.5292 | 18642.6277 | 16150.0704 | 13602.6769 | 10999.2407 | 8338.5288 | 5619.2814 | 2840.2105 | 0 | 0 | 0 | 0 | 0 | 0 | 0 | 8476.4765 | 8054.8257 | 7001.5931 | 6777.1905 | 6072.2207 | 5321.0494 | 4346.2289 | 3597.6543 | 2950.9169 | 2367.9783 | 2314.5828 | 2321.685 | 2595.1506 | 2555.3537 | 2501.8408 | 2571.4298 | 2679.4559 | 2738.5801 | 2862.6212 | 2838.7457 | 2957.7087 | 3118.8102 | 3162.5791 | 3263.7591 | 3363.3152 | 3296.162 | 3540.0335 | 3535.2498 | 3496.5213 | 3595.1855 | 3805.1377 | 3938.4152 | 3883.2859 | 3857.4579 | 4279.5275 | 4422.5712 | 4513.0338 | 4480.1245 | 4754.9293 | 4844.3788 | 4627.441 | 5034.7041 | 4876.4101 | 5192.8277 | 5114.697 | 5279.8504 | 5565.6303 | 5552.5924 | 5976.4649 | 5888.662 | 6032.747 | 5946.8228 | 6110.954 | 6388.0335 | 6867.8054 | 6850.254 | 514.4612 | 461.4212 | 419.9804 | 6.4081e-18 | 5.1574e-18 | 4.1656e-18 | 3.0711e-18 | 2.0203e-18 | 9.3987e-19 |  | 527.7329 | 493.4775 | 459.5249 | 425.8573 | 392.4574 | 359.3076 | 326.3909 | 293.6903 | 261.1887 | 228.8695 | 233.9046 | 239.0505 | 244.3096 | 249.6844 | 255.1775 | 260.7914 | 266.5288 | 272.3924 | 278.3851 | 284.5096 | 290.7688 | 297.1657 | 303.7033 | 310.3848 | 317.2133 | 324.192 | 331.3242 | 338.6133 | 346.0628 | 353.6762 | 361.4571 | 369.4091 | 377.5361 | 385.8419 | 394.3304 | 403.0057 | 411.8718 | 420.933 | 430.1935 | 439.6578 | 449.3303 | 459.2155 | 469.3183 | 479.6433 | 490.1954 | 500.9797 | 512.0013 | 523.2653 | 534.7771 | 546.5422 | 558.5662 | 570.8546 | 583.4134 | 596.2485 | 609.366 | 622.772 | 257.4202 | 228.3141 | 199.3684 | 170.5683 | 141.8989 | 113.3455 | 84.8934 | 56.5281 | 28.2352 | 0 | 120.4011 | 119.145 | 117.9512 | 116.819 | 115.7477 | 114.7367 | 113.7855 | 112.8933 | 112.0597 | 111.2842 | 113.7325 | 116.2346 | 118.7918 | 121.4052 | 124.0761 | 126.8058 | 129.5955 | 132.4466 | 135.3604 | 138.3383 | 141.3818 | 144.4922 | 147.671 | 150.9198 | 154.24 | 157.6333 | 161.1012 | 164.6454 | 168.2676 | 171.9695 | 175.7529 | 179.6194 | 183.5711 | 187.6096 | 191.737 | 195.9552 | 200.2663 | 204.6721 | 209.1749 | 213.7768 | 218.4798 | 223.2864 | 228.1987 | 233.2191 | 238.3499 | 243.5936 | 248.9526 | 254.4296 | 260.0271 | 265.7476 | 271.5941 | 277.5692 | 283.6757 | 289.9166 | 296.2947 | 302.8132 | 206.5685 | 183.2121 | 159.9845 | 136.8736 | 113.8677 | 90.9548 | 68.1233 | 45.3614 | 22.6575 | 0 | 4427.6622 | 4081.0466 | 3737.032 | 3395.4402 | 3056.0943 | 2718.8189 | 2383.4399 | 2049.7846 | 1717.6811 | 1386.9588 | 1417.4719 | 1448.6563 | 1480.5267 | 1513.0983 | 1546.3865 | 1580.407 | 1615.1759 | 1650.7098 | 1687.0254 | 1724.14 | 1762.071 | 1800.8366 | 1840.455 | 1880.945 | 1922.3258 | 1964.617 | 2007.8386 | 2052.011 | 2097.1552 | 2143.2927 | 2190.4451 | 2238.6349 | 2287.8849 | 2338.2183 | 2389.6591 | 2442.2316 | 2495.9607 | 2550.8719 | 2606.991 | 2664.3448 | 2722.9604 | 2782.8656 | 2844.0886 | 2906.6586 | 2970.605 | 3035.9584 | 3102.7494 | 3171.0099 | 3240.7721 | 3312.0691 | 3384.9347 | 3459.4032 | 3535.5101 | 3613.2913 | 3692.7837 | 3774.025 | 825.1058 | 731.8122 | 639.033 | 546.7203 | 454.8266 | 363.3048 | 272.1078 | 181.189 | 90.5018 | 0 | 647.6522 | 610.5977 | 573.9095 | 537.5686 | 501.5559 | 465.8528 | 430.4407 | 395.3011 | 360.4159 | 325.767 | 332.9339 | 340.2584 | 347.7441 | 355.3945 | 363.2131 | 371.2038 | 379.3703 | 387.7165 | 396.2462 | 404.9636 | 413.8728 | 422.978 | 432.2836 | 441.7938 | 451.5133 | 461.4466 | 471.5984 | 481.9735 | 492.577 | 503.4137 | 514.4888 | 525.8075 | 537.3753 | 549.1975 | 561.2799 | 573.628 | 586.2478 | 599.1453 | 612.3265 | 625.7977 | 639.5652 | 653.6357 | 668.0156 | 682.712 | 697.7317 | 713.0817 | 728.7695 | 744.8025 | 761.1881 | 777.9343 | 795.0488 | 812.5399 | 830.4158 | 848.6849 | 867.356 | 886.4378 | 428.2688 | 379.8451 | 331.6883 | 283.7736 | 236.0765 | 188.5723 | 141.2368 | 94.0456 | 46.9747 | 0 | 137.7601 | 127.48 | 117.2803 | 107.1557 | 97.101 | 87.111 | 77.1804 | 67.3043 | 57.4774 | 47.6948 | 48.7441 | 49.8164 | 50.9124 | 52.0325 | 53.1772 | 54.3471 | 55.5427 | 56.7647 | 58.0135 | 59.2898 | 60.5942 | 61.9272 | 63.2896 | 64.682 | 66.105 | 67.5593 | 69.0456 | 70.5646 | 72.117 | 73.7036 | 75.3251 | 76.9823 | 78.6759 | 80.4067 | 82.1757 | 83.9835 | 85.8312 | 87.7195 | 89.6493 | 91.6216 | 93.6373 | 95.6973 | 97.8026 | 99.9543 | 102.1533 | 104.4006 | 106.6975 | 109.0448 | 111.4438 | 113.8956 | 116.4013 | 118.9621 | 121.5792 | 124.254 | 126.9876 | 129.7813 | 37.0389 | 32.851 | 28.6861 | 24.5422 | 20.4171 | 16.3087 | 12.2149 | 8.1336 | 4.0626 | 0 | 45.0291 | 90.0117 | 134.9707 | 179.929 | 224.9093 | 269.9343 | 315.0269 | 360.2097 | 405.5055 | 450.9371 | 460.8577 | 470.9966 | 481.3585 | 491.9484 | 502.7713 | 513.8322 | 525.1365 | 536.6895 | 548.4967 | 560.5636 | 572.896 | 585.4997 | 598.3807 | 611.5451 | 624.9991 | 638.7491 | 652.8016 | 667.1632 | 681.8408 | 696.8413 | 712.1718 | 727.8396 | 743.852 | 760.2168 | 776.9416 | 794.0343 | 811.503 | 829.3561 | 847.6019 | 866.2492 | 885.3067 | 904.7834 | 924.6886 | 945.0318 | 965.8225 | 987.0706 | 1008.7861 | 1030.9794 | 1053.661 | 1076.8415 | 1100.532 | 1124.7437 | 1149.4881 | 1174.7768 | 1200.6219 | 1227.0356 | 1101.7152 | 977.1458 | 853.2632 | 730.0035 | 607.3032 | 485.0995 | 363.3295 | 241.931 | 120.8417 | 0 | 5378.5047 | 5028.2809 | 4681.1437 | 4336.9124 | 3995.4082 | 3656.4537 | 3319.8734 | 2985.4929 | 2653.1396 | 2322.6419 | 2373.74 | 2425.9623 | 2479.3335 | 2533.8788 | 2589.6241 | 2646.5959 | 2704.821 | 2764.327 | 2825.1422 | 2887.2954 | 2950.8159 | 3015.7338 | 3082.0799 | 3149.8857 | 3219.1832 | 3290.0052 | 3362.3853 | 3436.3578 | 3511.9577 | 3589.2208 | 3668.1836 | 3748.8837 | 3831.3591 | 3915.649 | 4001.7933 | 4089.8327 | 4179.809 | 4271.7648 | 4365.7437 | 4461.79 | 4559.9494 | 4660.2683 | 4762.7942 | 4867.5757 | 4974.6623 | 5084.1049 | 5195.9552 | 5310.2662 | 5427.0921 | 5546.4881 | 5668.5109 | 5793.2181 | 5920.6689 | 6050.9236 | 6184.0439 | 6320.0929 | 2598.6973 | 2304.8663 | 2012.6551 | 1721.9133 | 1432.4912 | 1144.2401 | 857.0122 | 570.6605 | 285.0383 | 0 | 51.8247 | 103.036 | 148.5563 | 196.3945 | 246.7466 | 295.9084 | 344.6641 | 393.3265 | 441.9202 | 490.4698 | 500.2792 | 510.2848 | 520.4905 | 530.9003 | 541.5183 | 552.3487 | 563.3957 | 574.6636 | 586.1569 | 597.88 | 609.8376 | 622.0344 | 634.475 | 647.1645 | 660.1078 | 673.31 | 686.7762 | 700.5117 | 714.522 | 728.8124 | 743.3886 | 759.7432 | 776.4575 | 793.5396 | 810.9975 | 828.8394 | 847.0739 | 865.7095 | 884.7551 | 904.2197 | 924.1126 | 944.443 | 965.2208 | 986.4557 | 1008.1577 | 1030.3371 | 1053.0046 | 1076.1707 | 1099.8464 | 1124.043 | 1148.772 | 1174.045 | 1199.874 | 1226.2712 | 1253.2492 | 1280.8206 | 1150.007 | 1019.9774 | 890.6645 | 762.0019 | 633.9234 | 506.363 | 379.2554 | 252.5356 | 126.1386 | 0 |  | 0 | 0 | 0 | 0 | 0 | 0 | 0 | 0 | 0 | 0 | 0 | 0 | 0 | 0 | 0 | 0 | 0 | 0 | 0 | 0 | 0 | 0 | 0 | 0 | 0 | 0 | 0 | 0 | 0 | 0 | 0 | 0 | 0 | 0 | 0 | 0 | 0 | 0 | 0 | 0 | 0 | 0 | 0 | 0 | 0 | 0 | 0 | 0 | 0 | 0 | 0 | 0 | 0 | 0 | 0 | 0 | 0 | 0 | 0 | 0 | 0 | 0 | 0 | 0 | 0 | 0 |  | 0 | 0 | 0 | 0 | 0 | 0 | 0 | 0 | 0 | 0 | 0 | 0 | 0 | 0 | 0 | 0 | 0 | 0 | 0 | 0 | 0 | 0 | 0 | 0 | 0 | 0 | 0 | 0 | 0 | 0 | 0 | 0 | 0 | 0 | 0 | 0 | 0 | 0 | 0 | 0 | 0 | 0 | 0 | 0 | 0 | 0 | 0 | 0 | 0 | 0 | 0 | 0 | 0 | 0 | 0 | 0 | 0 | 0 | 0 | 0 | 0 | 0 | 0 | 0 | 0 | 0 | [67 empty] | 8797.8351 | 8142.343 | 7726.627 | 6888.1996 | 5813.8761 | 5126.4041 | 4540.7252 | 3801.5709 | 3066.6688 | 2409.4017 | 2499.1541 | 2496.4399 | 2606.2728 | 2522.3721 | 2727.4348 | 2707.0181 | 2885.4344 | 2817.076 | 2826.8906 | 3037.0547 | 3094.2207 | 3207.7275 | 3367.4026 | 3259.4551 | 3341.9977 | 3550.075 | 3485.4872 | 3567.7864 | 3699.8593 | 3921.6062 | 3839.8692 | 3848.2837 | 4037.4489 | 4286.2885 | 4279.8916 | 4554.0354 | 4647.257 | 4749.769 | 4610.4994 | 5023.1158 | 4815.4475 | 5293.4698 | 5037.5969 | 5488.6866 | 5414.2781 | 5489.0746 | 5725.5744 | 5626.524 | 5915.5628 | 5876.1071 | 6024.6403 | 6166.4696 | 6302.3207 | 6543.3762 | 6803.2816 | 6930.6754 | 522.4455 | 474.2926 | 393.7234 | 6.4412e-18 | 5.2598e-18 | 4.208e-18 | 2.9603e-18 | 2.0472e-18 | 9.7922e-19 |  | 8835.7261 | 7780.2197 | 7285.4885 | 6796.8786 | 5944.0504 | 4913.5678 | 4625.6515 | 3645.5831 | 3145.3835 | 2404.3771 | 2388.647 | 2518.3714 | 2517.6337 | 2569.8135 | 2634.0272 | 2718.9513 | 2632.0787 | 2769.4625 | 2883.6323 | 3028.6918 | 2991.2387 | 3171.0565 | 3278.1573 | 3360.2182 | 3234.8983 | 3433.3972 | 3533.2342 | 3594.5014 | 3670.4295 | 3622.4512 | 3565.9412 | 3701.5883 | 3864.0746 | 4098.6856 | 3991.7129 | 4228.3177 | 4204.3829 | 4122.4467 | 4503.9877 | 4428.8896 | 4761.121 | 4684.377 | 4746.8274 | 4791.7354 | 4973.2101 | 5056.8729 | 5342.7402 | 5239.1854 | 5361.6647 | 5609.4848 | 5556.931 | 5893.1845 | 5977.6691 | 6324.8445 | 6551.2993 | 6340.9292 | 490.5942 | 423.2622 | 384.1134 | 6.0909e-18 | 4.91e-18 | 3.8511e-18 | 2.8187e-18 | 1.7911e-18 | 9.4084e-19 |  | 8427.4583 | 8213.9802 | 7171.2073 | 6271.3472 | 5734.8026 | 5033.6656 | 4173.2297 | 3571.6078 | 3022.5677 | 2221.2509 | 2256.4212 | 2365.9346 | 2409.8777 | 2523.9303 | 2635.7728 | 2716.4081 | 2590.208 | 2796.0894 | 2798.8805 | 2787.0679 | 2941.5418 | 3068.748 | 3057.725 | 3100.5646 | 3178.5266 | 3283.2013 | 3209.2969 | 3411.0815 | 3272.6466 | 3451.2887 | 3678.707 | 3737.2893 | 3866.9714 | 3781.9889 | 4038.607 | 3914.6319 | 4108.0602 | 4436.6043 | 4284.361 | 4473.4316 | 4513.9684 | 4666.6759 | 4876.584 | 4921.7752 | 5019.7684 | 5200.8478 | 5294.7026 | 5404.1242 | 5601.1194 | 5296.0798 | 5868.3508 | 5620.6112 | 6140.8855 | 6124.8033 | 6390.9621 | 6294.9622 | 466.0574 | 439.6002 | 372.8738 | 6.0794e-18 | 4.8895e-18 | 3.9263e-18 | 2.9106e-18 | 1.7561e-18 | 9.0671e-19
UG-1PH | 6.562% | 6.754% | DM-G6 | Brattleboro | 204895 | 204895: L65-South Wardsboro Rd | 554546 | 0 | 1PH | UG | 3.35 | Zone 3 | 137 | 1958291 |  |  |  |  | 2275377.9962 |  | 1885259.1072 | 390118.889 | 91070.1749 | 10369.6069 | 72944.166 | 46908.2226 | 1023925.3969 | 0 | 0 | 9523.0874 | 89040.9006 | 91444.3167 | 93747.0418 |  |  |  |  | 21186.8369 | 42321.1511 | 63330.8562 | 84238.4619 | 105065.0829 | 125830.5539 | 146553.5219 | 167251.5419 | 187934.3886 | 208603.2063 | 202920.1542 | 197287.7403 | 191795.2537 | 186414.3829 | 181118.5432 | 175882.734 | 170683.4233 | 165498.4287 | 160315.2322 | 155132.0357 | 150002.9038 | 145037.131 | 140292.3757 | 135773.5004 | 131485.4744 | 127433.3764 | 123622.3967 | 120057.8401 | 116745.1278 | 113689.8004 | 110830.3122 | 108036.5854 | 105242.8587 | 102449.1319 | 99655.4051 | 96861.6783 | 94067.9515 | 91274.2247 | 88480.4979 | 85686.7712 | 82893.0444 | 80099.3176 | 77305.5908 | 74511.864 | 71718.1372 | 68924.4105 | 66130.6837 | 63336.9569 | 60543.2301 | 57749.5033 | 51165.6032 | 44751.1366 | 38509.8311 | 32445.4962 | 26562.0253 | 20863.3973 | 15353.6789 | 10037.026 | 4917.6861 | -6.7792e-12 | -6.7792e-12 | -6.7792e-12 | -6.7792e-12 | -6.7792e-12 | -6.7792e-12 | -6.7792e-12 | 3162.64 | 6394.858 | 9698.1849 | 13074.1849 | 16524.4569 | 20050.6349 | 23654.3889 | 27337.4254 | 27337.4254 | 34948.3614 | 34948.3614 | 34948.3614 | 34948.3614 | 34948.3614 | 34948.3614 | 34948.3614 | 34948.3614 | 34948.3614 | 34948.3614 | 34948.3614 | 34948.3614 | 34948.3614 | 34948.3614 | 34948.3614 | 34948.3614 | 34948.3614 | 34948.3614 | 34948.3614 | 34948.3614 | 34948.3614 | 34948.3614 | 34948.3614 | 34948.3614 | 34948.3614 | 34948.3614 | 34948.3614 | 34948.3614 | 34948.3614 | 34948.3614 | 34948.3614 | 34948.3614 | 34948.3614 | 34948.3614 | 34948.3614 | 34948.3614 | 34948.3614 | 34948.3614 | 34948.3614 | 34948.3614 | 34948.3614 | 31785.7215 | 28553.5034 | 25250.1766 | 21874.1765 | 18423.9045 | 14897.7265 | 11293.9726 | 7610.936 | 3846.8727 | 0 | 0 | 0 | 0 | 0 | 0 | 0 | 11358.4785 | 10793.4664 | 9382.1347 | 9081.4352 | 8136.7757 | 7130.2062 | 5823.9467 | 4820.8567 | 3954.2286 | 3173.091 | 3101.5409 | 3111.0579 | 3477.5018 | 3424.174 | 3352.4667 | 3445.7159 | 3590.4709 | 3669.6974 | 3835.9124 | 3803.9192 | 3963.3296 | 4179.2057 | 4237.856 | 4373.4371 | 4506.8424 | 4416.8571 | 4743.6449 | 4737.2347 | 4685.3386 | 4817.5485 | 5098.8845 | 5277.4763 | 5203.6032 | 5168.9936 | 5734.5669 | 5926.2454 | 6047.4653 | 6003.3668 | 6371.6052 | 6491.4675 | 6200.7709 | 6746.5034 | 6534.3895 | 6958.3891 | 6853.6939 | 7074.9996 | 7457.9446 | 7440.4738 | 8008.463 | 7890.807 | 8083.881 | 7968.7425 | 8188.6783 | 8559.9649 | 9202.8593 | 9179.3404 | 689.378 | 618.3044 | 562.7737 | 8.5869e-18 | 6.9109e-18 | 5.5819e-18 | 4.1152e-18 | 2.7072e-18 | 1.2594e-18 |  | 1021.8852 | 955.5542 | 889.8095 | 824.6167 | 759.942 | 695.7519 | 632.0131 | 568.6925 | 505.7576 | 443.1756 | 452.9255 | 462.8899 | 473.0734 | 483.4811 | 494.1176 | 504.9882 | 516.098 | 527.4521 | 539.0561 | 550.9153 | 563.0354 | 575.4222 | 588.0815 | 601.0193 | 614.2417 | 627.755 | 641.5657 | 655.6801 | 670.1051 | 684.8474 | 699.914 | 715.3121 | 731.049 | 747.1321 | 763.569 | 780.3675 | 797.5356 | 815.0814 | 833.0132 | 851.3394 | 870.0689 | 889.2104 | 908.7731 | 928.7661 | 949.1989 | 970.0813 | 991.4231 | 1013.2344 | 1035.5255 | 1058.3071 | 1081.5899 | 1105.3848 | 1129.7033 | 1154.5568 | 1179.957 | 1205.9161 | 498.4603 | 442.1001 | 386.0506 | 330.283 | 274.7685 | 219.4786 | 164.3849 | 109.4593 | 54.6737 | 0 | 161.3374 | 159.6543 | 158.0546 | 156.5374 | 155.1019 | 153.7472 | 152.4725 | 151.277 | 150.1601 | 149.1209 | 152.4015 | 155.7544 | 159.1809 | 162.6829 | 166.262 | 169.9197 | 173.6579 | 177.4784 | 181.3829 | 185.3734 | 189.4516 | 193.6195 | 197.8792 | 202.2325 | 206.6816 | 211.2286 | 215.8756 | 220.6249 | 225.4786 | 230.4392 | 235.5088 | 240.69 | 245.9852 | 251.3969 | 256.9276 | 262.58 | 268.3568 | 274.2606 | 280.2944 | 286.4608 | 292.763 | 299.2038 | 305.7863 | 312.5135 | 319.3888 | 326.4154 | 333.5965 | 340.9357 | 348.4363 | 356.1018 | 363.9361 | 371.9427 | 380.1254 | 388.4882 | 397.0349 | 405.7697 | 276.8018 | 245.5042 | 214.3792 | 183.4106 | 152.5827 | 121.8794 | 91.2852 | 60.7842 | 30.361 | 0 | 5933.0673 | 5468.6024 | 5007.6229 | 4549.8898 | 4095.1663 | 3643.2173 | 3193.8095 | 2746.7113 | 2301.6926 | 1858.5248 | 1899.4123 | 1941.1994 | 1983.9058 | 2027.5517 | 2072.1579 | 2117.7453 | 2164.3357 | 2211.9511 | 2260.614 | 2310.3476 | 2361.1752 | 2413.1211 | 2466.2097 | 2520.4663 | 2575.9166 | 2632.5868 | 2690.5037 | 2749.6947 | 2810.188 | 2872.0122 | 2935.1964 | 2999.7708 | 3065.7657 | 3133.2126 | 3202.1432 | 3272.5904 | 3344.5874 | 3418.1683 | 3493.368 | 3570.2221 | 3648.767 | 3729.0399 | 3811.0787 | 3894.9225 | 3980.6108 | 4068.1842 | 4157.6842 | 4249.1533 | 4342.6347 | 4438.1726 | 4535.8124 | 4635.6003 | 4737.5835 | 4841.8104 | 4948.3302 | 5057.1934 | 1105.6417 | 980.6284 | 856.3042 | 732.6052 | 609.4677 | 486.8284 | 364.6244 | 242.7932 | 121.2724 | 0 | 867.854 | 818.2009 | 769.0387 | 720.3419 | 672.085 | 624.2428 | 576.7905 | 529.7035 | 482.9573 | 436.5278 | 446.1314 | 455.9463 | 465.9771 | 476.2286 | 486.7056 | 497.4131 | 508.3562 | 519.5401 | 530.9699 | 542.6513 | 554.5896 | 566.7906 | 579.26 | 592.0037 | 605.0278 | 618.3384 | 631.9418 | 645.8445 | 660.0531 | 674.5743 | 689.4149 | 704.5821 | 720.0829 | 735.9247 | 752.115 | 768.6616 | 785.5721 | 802.8547 | 820.5175 | 838.5689 | 857.0174 | 875.8718 | 895.141 | 914.8341 | 934.9604 | 955.5295 | 976.5512 | 998.0353 | 1019.9921 | 1042.4319 | 1065.3654 | 1088.8035 | 1112.7571 | 1137.2378 | 1162.257 | 1187.8267 | 573.8802 | 508.9924 | 444.4623 | 380.2567 | 316.3425 | 252.6869 | 189.2573 | 126.0211 | 62.9461 | 0 | 184.5986 | 170.8232 | 157.1556 | 143.5887 | 130.1154 | 116.7287 | 103.4218 | 90.1877 | 77.0197 | 63.911 | 65.3171 | 66.754 | 68.2226 | 69.7235 | 71.2574 | 72.8251 | 74.4273 | 76.0647 | 77.7381 | 79.4483 | 81.1962 | 82.9825 | 84.8081 | 86.6739 | 88.5807 | 90.5295 | 92.5211 | 94.5566 | 96.6368 | 98.7629 | 100.9356 | 103.1562 | 105.4257 | 107.745 | 110.1154 | 112.538 | 115.0138 | 117.5441 | 120.1301 | 122.7729 | 125.4739 | 128.2344 | 131.0555 | 133.9387 | 136.8854 | 139.8969 | 142.9746 | 146.12 | 149.3347 | 152.62 | 155.9777 | 159.4092 | 162.9162 | 166.5003 | 170.1634 | 173.9069 | 49.6322 | 44.0203 | 38.4394 | 32.8866 | 27.359 | 21.8537 | 16.368 | 10.899 | 5.4439 | 0 | 60.339 | 120.6157 | 180.8608 | 241.1048 | 301.3784 | 361.712 | 422.136 | 482.6809 | 543.3773 | 604.2557 | 617.5493 | 631.1354 | 645.0204 | 659.2108 | 673.7135 | 688.5352 | 703.6829 | 719.164 | 734.9856 | 751.1553 | 767.6807 | 784.5697 | 801.8302 | 819.4704 | 837.4988 | 855.9238 | 874.7541 | 893.9987 | 913.6667 | 933.7673 | 954.3102 | 975.305 | 996.7617 | 1018.6905 | 1041.1017 | 1064.0059 | 1087.4141 | 1111.3372 | 1135.7866 | 1160.7739 | 1186.3109 | 1212.4098 | 1239.0828 | 1266.3426 | 1294.2021 | 1322.6746 | 1351.7734 | 1381.5124 | 1411.9057 | 1442.9676 | 1474.7129 | 1507.1566 | 1540.314 | 1574.201 | 1608.8334 | 1644.2277 | 1476.2984 | 1309.3754 | 1143.3727 | 978.2047 | 813.7864 | 650.0333 | 486.8616 | 324.1875 | 161.9279 | 0 | 7207.1963 | 6737.8964 | 6272.7326 | 5811.4627 | 5353.847 | 4899.648 | 4448.6303 | 4000.5605 | 3555.2071 | 3112.3401 | 3180.8116 | 3250.7895 | 3322.3068 | 3395.3976 | 3470.0963 | 3546.4385 | 3624.4601 | 3704.1982 | 3785.6906 | 3868.9758 | 3954.0932 | 4041.0833 | 4129.9871 | 4220.8468 | 4313.7055 | 4408.607 | 4505.5964 | 4604.7195 | 4706.0233 | 4809.5558 | 4915.366 | 5023.5041 | 5134.0212 | 5246.9697 | 5362.403 | 5480.3758 | 5600.9441 | 5724.1649 | 5850.0965 | 5978.7986 | 6110.3322 | 6244.7595 | 6382.1442 | 6522.5514 | 6666.0475 | 6812.7006 | 6962.58 | 7115.7567 | 7272.3034 | 7432.2941 | 7595.8045 | 7762.9122 | 7933.6963 | 8108.2376 | 8286.6189 | 8468.9245 | 3482.2543 | 3088.5208 | 2696.9578 | 2307.3638 | 1919.5381 | 1533.2817 | 1148.3964 | 764.685 | 381.9514 | 0 | 69.4451 | 138.0682 | 199.0654 | 263.1686 | 330.6405 | 396.5173 | 461.8499 | 527.0574 | 592.173 | 657.2296 | 670.3742 | 683.7817 | 697.4573 | 711.4064 | 725.6346 | 740.1473 | 754.9502 | 770.0492 | 785.4502 | 801.1592 | 817.1824 | 833.526 | 850.1966 | 867.2005 | 884.5445 | 902.2354 | 920.2801 | 938.6857 | 957.4594 | 976.6086 | 996.1408 | 1018.0559 | 1040.4531 | 1063.3431 | 1086.7366 | 1110.6448 | 1135.079 | 1160.0507 | 1185.5719 | 1211.6544 | 1238.3108 | 1265.5537 | 1293.3959 | 1321.8506 | 1350.9313 | 1380.6518 | 1411.0261 | 1442.0687 | 1473.7942 | 1506.2177 | 1539.3545 | 1573.2203 | 1607.8311 | 1643.2034 | 1679.3539 | 1716.2996 | 1541.0094 | 1366.7697 | 1193.4905 | 1021.0826 | 849.4573 | 678.5264 | 508.2023 | 338.3977 | 169.0258 | 0 |  | 0 | 0 | 0 | 0 | 0 | 0 | 0 | 0 | 0 | 0 | 0 | 0 | 0 | 0 | 0 | 0 | 0 | 0 | 0 | 0 | 0 | 0 | 0 | 0 | 0 | 0 | 0 | 0 | 0 | 0 | 0 | 0 | 0 | 0 | 0 | 0 | 0 | 0 | 0 | 0 | 0 | 0 | 0 | 0 | 0 | 0 | 0 | 0 | 0 | 0 | 0 | 0 | 0 | 0 | 0 | 0 | 0 | 0 | 0 | 0 | 0 | 0 | 0 | 0 | 0 | 0 |  | 0 | 0 | 0 | 0 | 0 | 0 | 0 | 0 | 0 | 0 | 0 | 0 | 0 | 0 | 0 | 0 | 0 | 0 | 0 | 0 | 0 | 0 | 0 | 0 | 0 | 0 | 0 | 0 | 0 | 0 | 0 | 0 | 0 | 0 | 0 | 0 | 0 | 0 | 0 | 0 | 0 | 0 | 0 | 0 | 0 | 0 | 0 | 0 | 0 | 0 | 0 | 0 | 0 | 0 | 0 | 0 | 0 | 0 | 0 | 0 | 0 | 0 | 0 | 0 | 0 | 0 | [67 empty] | 11789.099 | 10910.7396 | 10353.6802 | 9230.1875 | 7790.594 | 6869.3815 | 6084.5718 | 5094.105 | 4109.3362 | 3228.5983 | 3348.8665 | 3345.2295 | 3492.4055 | 3379.9786 | 3654.7627 | 3627.4043 | 3866.4821 | 3774.8818 | 3788.0335 | 4069.6532 | 4146.2557 | 4298.3549 | 4512.3195 | 4367.6699 | 4478.2769 | 4757.1004 | 4670.5528 | 4780.8337 | 4957.8114 | 5254.9523 | 5145.4248 | 5156.7002 | 5410.1815 | 5743.6267 | 5735.0548 | 6102.4075 | 6227.3244 | 6364.6904 | 6178.0692 | 6730.9752 | 6452.6997 | 7093.2495 | 6750.3798 | 7354.84 | 7255.1327 | 7355.3599 | 7672.2697 | 7539.5422 | 7926.8542 | 7873.9835 | 8073.018 | 8263.0693 | 8445.1097 | 8768.1242 | 9116.3973 | 9287.105 | 700.0769 | 635.5521 | 527.5893 | 8.6312e-18 | 7.0481e-18 | 5.6387e-18 | 3.9668e-18 | 2.7433e-18 | 1.3122e-18 |  | 11839.873 | 10425.4945 | 9762.5546 | 9107.8173 | 7965.0275 | 6584.1809 | 6198.373 | 4885.0814 | 4214.8139 | 3221.8654 | 3200.787 | 3374.6177 | 3373.6291 | 3443.55 | 3529.5964 | 3643.3947 | 3526.9855 | 3711.0797 | 3864.0673 | 4058.447 | 4008.2599 | 4249.2157 | 4392.7308 | 4502.6924 | 4334.7637 | 4600.7523 | 4734.5338 | 4816.6318 | 4918.3755 | 4854.0847 | 4778.3612 | 4960.1283 | 5177.8599 | 5492.2386 | 5348.8953 | 5665.9457 | 5633.873 | 5524.0786 | 6035.3435 | 5934.712 | 6379.9021 | 6277.0651 | 6360.7487 | 6420.9254 | 6664.1015 | 6776.2096 | 7159.2719 | 7020.5085 | 7184.6307 | 7516.7097 | 7446.2876 | 7896.8673 | 8010.0765 | 8475.2916 | 8778.7411 | 8496.8451 | 657.3963 | 567.1714 | 514.7119 | 8.1618e-18 | 6.5793e-18 | 5.1605e-18 | 3.7771e-18 | 2.4001e-18 | 1.2607e-18 |  | 11292.7941 | 11006.7335 | 9609.4178 | 8403.6052 | 7684.6354 | 6745.1119 | 5592.1279 | 4785.9545 | 4050.2407 | 2976.4762 | 3023.6044 | 3170.3523 | 3229.2361 | 3382.0666 | 3531.9355 | 3639.9868 | 3470.8787 | 3746.7599 | 3750.4999 | 3734.671 | 3941.666 | 4112.1223 | 4097.3515 | 4154.7565 | 4259.2257 | 4399.4898 | 4300.4579 | 4570.8492 | 4385.3465 | 4624.7268 | 4929.4674 | 5007.9677 | 5181.7416 | 5067.8652 | 5411.7334 | 5245.6068 | 5504.8007 | 5945.0498 | 5741.0438 | 5994.3983 | 6048.7177 | 6253.3458 | 6534.6226 | 6595.1788 | 6726.4896 | 6969.1361 | 7094.9015 | 7241.5264 | 7505.5 | 7096.7469 | 7863.59 | 7531.619 | 8228.7865 | 8207.2364 | 8563.8892 | 8435.2493 | 624.517 | 589.0643 | 499.6508 | 8.1464e-18 | 6.5519e-18 | 5.2613e-18 | 3.9002e-18 | 2.3532e-18 | 1.215e-18
UG-1PH | 5.829% | 6.048% | DM-G6 | Brattleboro | 204896 | 204896: L94-Leonard Rd-Stickney B | 555912 | 0 | 1PH | UG | 3 | Zone 3 | 93 | 1739649 |  |  |  |  | 2021333.4258 |  | 1674771.0737 | 346562.3522 | 81555.3805 | 7039.2222 | 65323.1337 | 31842.8081 | 695073.4446 | 0 | 0 | 8528.1379 | 79738.1199 | 81890.4329 | 83952.5747 |  |  |  |  | 18821.3394 | 37596.0203 | 56260.0046 | 74833.2888 | 93334.6303 | 111781.649 | 130190.9102 | 148578.0089 | 166951.6283 | 185312.7851 | 180264.2423 | 175260.684 | 170381.4302 | 165601.3303 | 160896.7679 | 156245.5337 | 151626.7228 | 147020.6298 | 142416.134 | 137811.6382 | 133255.1708 | 128843.8235 | 124628.8172 | 120614.4716 | 116805.2011 | 113205.5173 | 109820.0313 | 106653.4552 | 103710.6053 | 100996.4033 | 98456.1752 | 95974.3663 | 93492.5575 | 91010.7486 | 88528.9397 | 86047.1308 | 83565.3219 | 81083.513 | 78601.7041 | 76119.8952 | 73638.0864 | 71156.2775 | 68674.4686 | 66192.6597 | 63710.8508 | 61229.0419 | 58747.233 | 56265.4241 | 53783.6153 | 51301.8064 | 45452.9947 | 39754.6994 | 34210.2319 | 28822.9763 | 23596.3913 | 18534.0117 | 13639.45 | 8916.3982 | 4368.6294 | -6.0223e-12 | -6.0223e-12 | -6.0223e-12 | -6.0223e-12 | -6.0223e-12 | -6.0223e-12 | -6.0223e-12 | 2809.5331 | 5680.876 | 8615.3884 | 11614.4601 | 14679.5113 | 17811.9937 | 21013.3907 | 24285.2185 | 24285.2185 | 31046.3981 | 31046.3981 | 31046.3981 | 31046.3981 | 31046.3981 | 31046.3981 | 31046.3981 | 31046.3981 | 31046.3981 | 31046.3981 | 31046.3981 | 31046.3981 | 31046.3981 | 31046.3981 | 31046.3981 | 31046.3981 | 31046.3981 | 31046.3981 | 31046.3981 | 31046.3981 | 31046.3981 | 31046.3981 | 31046.3981 | 31046.3981 | 31046.3981 | 31046.3981 | 31046.3981 | 31046.3981 | 31046.3981 | 31046.3981 | 31046.3981 | 31046.3981 | 31046.3981 | 31046.3981 | 31046.3981 | 31046.3981 | 31046.3981 | 31046.3981 | 31046.3981 | 31046.3981 | 31046.3981 | 28236.865 | 25365.5221 | 22431.0097 | 19431.938 | 16366.8868 | 13234.4044 | 10033.0074 | 6761.1797 | 3417.3717 | 0 | 0 | 0 | 0 | 0 | 0 | 0 | 10171.7718 | 9665.7908 | 8401.9117 | 8132.6286 | 7286.6648 | 6385.2593 | 5215.4747 | 4317.1851 | 3541.1002 | 2841.574 | 2777.4993 | 2786.022 | 3114.1807 | 3066.4245 | 3002.209 | 3085.7157 | 3215.3471 | 3286.2962 | 3435.1454 | 3406.4948 | 3549.2504 | 3742.5723 | 3795.0949 | 3916.5109 | 4035.9783 | 3955.3944 | 4248.0402 | 4242.2998 | 4195.8256 | 4314.2226 | 4566.1652 | 4726.0982 | 4659.9431 | 4628.9495 | 5135.4331 | 5307.0855 | 5415.6406 | 5376.1494 | 5705.9151 | 5813.2545 | 5552.9292 | 6041.6449 | 5851.6921 | 6231.3932 | 6137.6363 | 6335.8205 | 6678.7563 | 6663.1108 | 7171.7579 | 7066.3944 | 7239.2964 | 7136.1873 | 7333.1448 | 7665.6402 | 8241.3665 | 8220.3048 | 617.3534 | 553.7055 | 503.9765 | 7.6898e-18 | 6.1889e-18 | 4.9987e-18 | 3.6853e-18 | 2.4243e-18 | 1.1278e-18 |  | 693.6885 | 648.6609 | 604.0312 | 559.7763 | 515.8731 | 472.2987 | 429.0308 | 386.0468 | 343.3245 | 300.8419 | 307.4604 | 314.2245 | 321.1374 | 328.2025 | 335.4229 | 342.8022 | 350.3439 | 358.0514 | 365.9286 | 373.979 | 382.2065 | 390.6151 | 399.2086 | 407.9912 | 416.967 | 426.1403 | 435.5154 | 445.0967 | 454.8888 | 464.8964 | 475.1241 | 485.5768 | 496.2595 | 507.1772 | 518.3351 | 529.7385 | 541.3928 | 553.3034 | 565.4761 | 577.9166 | 590.6307 | 603.6246 | 616.9043 | 630.4762 | 644.3467 | 658.5223 | 673.0098 | 687.816 | 702.948 | 718.4129 | 734.2179 | 750.3707 | 766.8789 | 783.7502 | 800.9927 | 818.6146 | 338.3709 | 300.1118 | 262.0636 | 224.2067 | 186.5217 | 148.9891 | 111.5898 | 74.3045 | 37.1142 | 0 | 144.4813 | 142.974 | 141.5414 | 140.1828 | 138.8973 | 137.6841 | 136.5426 | 135.472 | 134.4717 | 133.5411 | 136.479 | 139.4815 | 142.5501 | 145.6862 | 148.8913 | 152.1669 | 155.5146 | 158.9359 | 162.4325 | 166.006 | 169.6581 | 173.3906 | 177.2052 | 181.1037 | 185.088 | 189.1599 | 193.3215 | 197.5745 | 201.9212 | 206.3634 | 210.9034 | 215.5433 | 220.2853 | 225.1315 | 230.0844 | 235.1463 | 240.3195 | 245.6065 | 251.0099 | 256.5321 | 262.1758 | 267.9437 | 273.8384 | 279.8629 | 286.0199 | 292.3123 | 298.7432 | 305.3155 | 312.0325 | 318.8972 | 325.9129 | 333.083 | 340.4108 | 347.8999 | 355.5537 | 363.3758 | 247.8822 | 219.8545 | 191.9814 | 164.2483 | 136.6412 | 109.1458 | 81.7479 | 54.4337 | 27.189 | 0 | 5313.1946 | 4897.2559 | 4484.4384 | 4074.5282 | 3667.3131 | 3262.5826 | 2860.1279 | 2459.7415 | 2061.2173 | 1664.3506 | 1700.9663 | 1738.3875 | 1776.6321 | 1815.718 | 1855.6638 | 1896.4884 | 1938.2111 | 1980.8518 | 2024.4305 | 2068.968 | 2114.4853 | 2161.0039 | 2208.546 | 2257.134 | 2306.791 | 2357.5404 | 2409.4063 | 2462.4132 | 2516.5863 | 2571.9512 | 2628.5341 | 2686.3619 | 2745.4618 | 2805.862 | 2867.591 | 2930.678 | 2995.1529 | 3061.0462 | 3128.3893 | 3197.2138 | 3267.5525 | 3339.4387 | 3412.9063 | 3487.9903 | 3564.7261 | 3643.15 | 3723.2993 | 3805.2119 | 3888.9266 | 3974.483 | 4061.9216 | 4151.2839 | 4242.6121 | 4335.9496 | 4431.3405 | 4528.8299 | 990.1269 | 878.1747 | 766.8396 | 656.0644 | 545.7919 | 435.9657 | 326.5293 | 217.4267 | 108.6022 | 0 | 777.1827 | 732.7172 | 688.6914 | 645.0823 | 601.8671 | 559.0234 | 516.5288 | 474.3614 | 432.4991 | 390.9204 | 399.5206 | 408.3101 | 417.2929 | 426.4734 | 435.8558 | 445.4446 | 455.2444 | 465.2598 | 475.4955 | 485.9564 | 496.6474 | 507.5737 | 518.7403 | 530.1526 | 541.8159 | 553.7359 | 565.9181 | 578.3682 | 591.0924 | 604.0964 | 617.3865 | 630.969 | 644.8503 | 659.037 | 673.5358 | 688.3536 | 703.4974 | 718.9744 | 734.7918 | 750.9572 | 767.4783 | 784.3628 | 801.6188 | 819.2544 | 837.278 | 855.6981 | 874.5235 | 893.763 | 913.4258 | 933.5211 | 954.0586 | 975.0479 | 996.4989 | 1018.4219 | 1040.8272 | 1063.7254 | 513.9226 | 455.8141 | 398.026 | 340.5284 | 283.2918 | 226.2868 | 169.4841 | 112.8547 | 56.3696 | 0 | 165.3122 | 152.976 | 140.7364 | 128.5869 | 116.5212 | 104.5332 | 92.6165 | 80.7651 | 68.9729 | 57.2337 | 58.4929 | 59.7797 | 61.0949 | 62.439 | 63.8126 | 65.2165 | 66.6513 | 68.1176 | 69.6162 | 71.1477 | 72.713 | 74.3127 | 75.9476 | 77.6184 | 79.326 | 81.0712 | 82.8547 | 84.6776 | 86.5405 | 88.4443 | 90.3901 | 92.3787 | 94.411 | 96.4881 | 98.6108 | 100.7803 | 102.9974 | 105.2634 | 107.5792 | 109.9459 | 112.3647 | 114.8367 | 117.3631 | 119.9451 | 122.5839 | 125.2808 | 128.0369 | 130.8538 | 133.7325 | 136.6747 | 139.6815 | 142.7545 | 145.8951 | 149.1048 | 152.3851 | 155.7376 | 44.4467 | 39.4212 | 34.4234 | 29.4507 | 24.5006 | 19.5705 | 14.6579 | 9.7603 | 4.8751 | 0 | 54.0349 | 108.014 | 161.9649 | 215.9148 | 269.8911 | 323.9212 | 378.0322 | 432.2516 | 486.6066 | 541.1245 | 553.0292 | 565.1959 | 577.6302 | 590.3381 | 603.3255 | 616.5987 | 630.1638 | 644.0274 | 658.196 | 672.6764 | 687.4752 | 702.5997 | 718.0569 | 733.8541 | 749.9989 | 766.4989 | 783.3619 | 800.5958 | 818.2089 | 836.2095 | 854.6062 | 873.4075 | 892.6225 | 912.2601 | 932.3299 | 952.8411 | 973.8036 | 995.2273 | 1017.1223 | 1039.499 | 1062.368 | 1085.7401 | 1109.6264 | 1134.0381 | 1158.987 | 1184.4847 | 1210.5434 | 1237.1753 | 1264.3932 | 1292.2098 | 1320.6384 | 1349.6925 | 1379.3857 | 1409.7322 | 1440.7463 | 1472.4427 | 1322.0583 | 1172.575 | 1023.9158 | 876.0042 | 728.7639 | 582.1194 | 435.9954 | 290.3171 | 145.0101 | 0 | 6454.2056 | 6033.9371 | 5617.3725 | 5204.2949 | 4794.4898 | 4387.7445 | 3983.848 | 3582.5915 | 3183.7675 | 2787.1703 | 2848.488 | 2911.1548 | 2975.2002 | 3040.6546 | 3107.549 | 3175.915 | 3245.7852 | 3317.1924 | 3390.1707 | 3464.7544 | 3540.979 | 3618.8806 | 3698.4959 | 3779.8628 | 3863.0198 | 3948.0063 | 4034.8624 | 4123.6294 | 4214.3492 | 4307.0649 | 4401.8203 | 4498.6604 | 4597.6309 | 4698.7788 | 4802.1519 | 4907.7993 | 5015.7709 | 5126.1178 | 5238.8924 | 5354.148 | 5471.9393 | 5592.322 | 5715.353 | 5841.0908 | 5969.5948 | 6100.9259 | 6235.1463 | 6372.3195 | 6512.5105 | 6655.7857 | 6802.213 | 6951.8617 | 7104.8027 | 7261.1083 | 7420.8527 | 7584.1115 | 3118.4367 | 2765.8395 | 2415.1861 | 2066.2959 | 1718.9894 | 1373.0881 | 1028.4147 | 684.7926 | 342.046 | 0 | 62.1897 | 123.6432 | 178.2676 | 235.6734 | 296.096 | 355.0901 | 413.597 | 471.9917 | 530.3042 | 588.5638 | 600.3351 | 612.3418 | 624.5886 | 637.0804 | 649.822 | 662.8185 | 676.0748 | 689.5963 | 703.3882 | 717.456 | 731.8051 | 746.4412 | 761.3701 | 776.5975 | 792.1294 | 807.972 | 824.1314 | 840.6141 | 857.4263 | 874.5749 | 892.0664 | 911.6918 | 931.749 | 952.2475 | 973.197 | 994.6073 | 1016.4887 | 1038.8514 | 1061.7061 | 1085.0637 | 1108.9351 | 1133.3317 | 1158.265 | 1183.7468 | 1209.7892 | 1236.4046 | 1263.6055 | 1291.4048 | 1319.8157 | 1348.8516 | 1378.5264 | 1408.854 | 1439.8487 | 1471.5254 | 1503.899 | 1536.9848 | 1380.0084 | 1223.9728 | 1068.7975 | 914.4023 | 760.708 | 607.6356 | 455.1065 | 303.0427 | 151.3663 | 0 |  | 0 | 0 | 0 | 0 | 0 | 0 | 0 | 0 | 0 | 0 | 0 | 0 | 0 | 0 | 0 | 0 | 0 | 0 | 0 | 0 | 0 | 0 | 0 | 0 | 0 | 0 | 0 | 0 | 0 | 0 | 0 | 0 | 0 | 0 | 0 | 0 | 0 | 0 | 0 | 0 | 0 | 0 | 0 | 0 | 0 | 0 | 0 | 0 | 0 | 0 | 0 | 0 | 0 | 0 | 0 | 0 | 0 | 0 | 0 | 0 | 0 | 0 | 0 | 0 | 0 | 0 |  | 0 | 0 | 0 | 0 | 0 | 0 | 0 | 0 | 0 | 0 | 0 | 0 | 0 | 0 | 0 | 0 | 0 | 0 | 0 | 0 | 0 | 0 | 0 | 0 | 0 | 0 | 0 | 0 | 0 | 0 | 0 | 0 | 0 | 0 | 0 | 0 | 0 | 0 | 0 | 0 | 0 | 0 | 0 | 0 | 0 | 0 | 0 | 0 | 0 | 0 | 0 | 0 | 0 | 0 | 0 | 0 | 0 | 0 | 0 | 0 | 0 | 0 | 0 | 0 | 0 | 0 | [67 empty] | 10557.4021 | 9770.8116 | 9271.9524 | 8265.8396 | 6976.6513 | 6151.6849 | 5448.8703 | 4561.8851 | 3680.0025 | 2891.282 | 2998.9849 | 2995.7279 | 3127.5273 | 3026.8465 | 3272.9218 | 3248.4217 | 3462.5213 | 3380.4912 | 3392.2688 | 3644.4656 | 3713.0648 | 3849.273 | 4040.8831 | 3911.3462 | 4010.3973 | 4260.0899 | 4182.5846 | 4281.3436 | 4439.8311 | 4705.9274 | 4607.8431 | 4617.9404 | 4844.9387 | 5143.5463 | 5135.8699 | 5464.8425 | 5576.7084 | 5699.7228 | 5532.5993 | 6027.739 | 5778.537 | 6352.1637 | 6045.1163 | 6586.4239 | 6497.1337 | 6586.8895 | 6870.6893 | 6751.8288 | 7098.6754 | 7051.3285 | 7229.5683 | 7399.7635 | 7562.7848 | 7852.0515 | 8163.9379 | 8316.8105 | 626.9346 | 569.1512 | 472.468 | 7.7295e-18 | 6.3118e-18 | 5.0496e-18 | 3.5523e-18 | 2.4567e-18 | 1.1751e-18 |  | 10602.8714 | 9336.2637 | 8742.5862 | 8156.2543 | 7132.8605 | 5896.2814 | 5550.7818 | 4374.6998 | 3774.4602 | 2885.2526 | 2866.3764 | 3022.0457 | 3021.1604 | 3083.7762 | 3160.8326 | 3262.7415 | 3158.4945 | 3323.355 | 3460.3588 | 3634.4301 | 3589.4865 | 3805.2678 | 3933.7888 | 4032.2618 | 3881.8779 | 4120.0767 | 4239.881 | 4313.4016 | 4404.5154 | 4346.9415 | 4279.1294 | 4441.9059 | 4636.8895 | 4918.4227 | 4790.0555 | 5073.9812 | 5045.2594 | 4946.9361 | 5404.7852 | 5314.6675 | 5713.3452 | 5621.2524 | 5696.1929 | 5750.0825 | 5967.8521 | 6068.2474 | 6411.2882 | 6287.0225 | 6433.9977 | 6731.3818 | 6668.3173 | 7071.8214 | 7173.2029 | 7589.8134 | 7861.5592 | 7609.1151 | 588.7131 | 507.9147 | 460.936 | 7.309e-18 | 5.8919e-18 | 4.6213e-18 | 3.3825e-18 | 2.1494e-18 | 1.129e-18 |  | 10112.9499 | 9856.7762 | 8605.4488 | 7525.6166 | 6881.7631 | 6040.3987 | 5007.8757 | 4285.9294 | 3627.0812 | 2665.5011 | 2707.7054 | 2839.1215 | 2891.8533 | 3028.7164 | 3162.9273 | 3259.6897 | 3108.2496 | 3355.3073 | 3358.6566 | 3344.4815 | 3529.8501 | 3682.4975 | 3669.27 | 3720.6775 | 3814.2319 | 3939.8416 | 3851.1563 | 4093.2978 | 3927.1759 | 4141.5464 | 4414.4484 | 4484.7472 | 4640.3656 | 4538.3867 | 4846.3284 | 4697.5583 | 4929.6723 | 5323.9252 | 5141.2332 | 5368.1179 | 5416.7621 | 5600.0111 | 5851.9008 | 5906.1303 | 6023.722 | 6241.0174 | 6353.6431 | 6484.9491 | 6721.3433 | 6355.2957 | 7042.0209 | 6744.7334 | 7369.0626 | 7349.7639 | 7669.1545 | 7553.9546 | 559.2689 | 527.5203 | 447.4485 | 7.2953e-18 | 5.8674e-18 | 4.7116e-18 | 3.4927e-18 | 2.1073e-18 | 1.0881e-18
UG-1PH | 1.928% | 2.016% | DM-G6 | Brattleboro | 204897 | 204897: L911-P16 to End Hague Rd | 555716 | 556008 | 1PH | UG | 1 | Zone 3 | 63 | 575258 |  |  |  |  | 668403.9274 |  | 553804.5079 | 114599.4195 | 27185.1268 | 4768.5054 | 21774.3779 | 21570.9345 | 470856.2044 | 0 | 0 | 2842.7126 | 26579.3733 | 27296.811 | 27984.1916 |  |  |  |  | 6223.7417 | 12432.0547 | 18603.763 | 24745.4792 | 30863.4056 | 36963.369 | 43050.8468 | 49130.9961 | 55206.6881 | 61278.2591 | 59608.8334 | 57954.2831 | 56340.837 | 54760.1787 | 53204.4987 | 51666.453 | 50139.1288 | 48616.0101 | 47093.4197 | 45570.8292 | 44064.1204 | 42605.3993 | 41211.6031 | 39884.1604 | 38624.5308 | 37434.2063 | 36314.7115 | 35267.6048 | 34294.4786 | 33396.9605 | 32556.9712 | 31736.2997 | 30915.6282 | 30094.9566 | 29274.2851 | 28453.6136 | 27632.942 | 26812.2705 | 25991.5989 | 25170.9274 | 24350.2559 | 23529.5843 | 22708.9128 | 21888.2413 | 21067.5697 | 20246.8982 | 19426.2267 | 18605.5551 | 17784.8836 | 16964.212 | 15030.1577 | 13145.8753 | 11312.4599 | 9531.0305 | 7802.7308 | 6128.7297 | 4510.2217 | 2948.4277 | 1444.5954 | -1.9914e-12 | -1.9914e-12 | -1.9914e-12 | -1.9914e-12 | -1.9914e-12 | -1.9914e-12 | -1.9914e-12 | 929.0417 | 1878.5223 | 2848.8914 | 3840.6087 | 4854.1438 | 5889.9766 | 6948.5977 | 8030.5086 | 8030.5086 | 10266.26 | 10266.26 | 10266.26 | 10266.26 | 10266.26 | 10266.26 | 10266.26 | 10266.26 | 10266.26 | 10266.26 | 10266.26 | 10266.26 | 10266.26 | 10266.26 | 10266.26 | 10266.26 | 10266.26 | 10266.26 | 10266.26 | 10266.26 | 10266.26 | 10266.26 | 10266.26 | 10266.26 | 10266.26 | 10266.26 | 10266.26 | 10266.26 | 10266.26 | 10266.26 | 10266.26 | 10266.26 | 10266.26 | 10266.26 | 10266.26 | 10266.26 | 10266.26 | 10266.26 | 10266.26 | 10266.26 | 10266.26 | 9337.2183 | 8387.7377 | 7417.3686 | 6425.6513 | 5412.1162 | 4376.2834 | 3317.6622 | 2235.7514 | 1130.0385 | 0 | 0 | 0 | 0 | 0 | 0 | 0 | 3390.5906 | 3221.9303 | 2800.6372 | 2710.8762 | 2428.8883 | 2128.4198 | 1738.4916 | 1439.0617 | 1180.3667 | 947.1913 | 925.8331 | 928.674 | 1038.0602 | 1022.1415 | 1000.7363 | 1028.5719 | 1071.7824 | 1095.4321 | 1145.0485 | 1135.4983 | 1183.0835 | 1247.5241 | 1265.0316 | 1305.5036 | 1345.3261 | 1318.4648 | 1416.0134 | 1414.0999 | 1398.6085 | 1438.0742 | 1522.0551 | 1575.3661 | 1553.3144 | 1542.9832 | 1711.811 | 1769.0285 | 1805.2135 | 1792.0498 | 1901.9717 | 1937.7515 | 1850.9764 | 2013.8816 | 1950.564 | 2077.1311 | 2045.8788 | 2111.9402 | 2226.2521 | 2221.0369 | 2390.586 | 2355.4648 | 2413.0988 | 2378.7291 | 2444.3816 | 2555.2134 | 2747.1222 | 2740.1016 | 205.7845 | 184.5685 | 167.9922 | 2.5633e-18 | 2.063e-18 | 1.6662e-18 | 1.2284e-18 | 8.0811e-19 | 3.7595e-19 |  | 469.918 | 439.4155 | 409.1825 | 379.2033 | 349.4624 | 319.9443 | 290.6338 | 261.5155 | 232.5746 | 203.7961 | 208.2796 | 212.8618 | 217.5447 | 222.3307 | 227.222 | 232.2209 | 237.3297 | 242.551 | 247.8871 | 253.3406 | 258.9141 | 264.6102 | 270.4316 | 276.3811 | 282.4615 | 288.6757 | 295.0265 | 301.5171 | 308.1505 | 314.9298 | 321.8583 | 328.9392 | 336.1758 | 343.5717 | 351.1303 | 358.8551 | 366.7499 | 374.8184 | 383.0644 | 391.4919 | 400.1047 | 408.907 | 417.9029 | 427.0968 | 436.4929 | 446.0958 | 455.9099 | 465.9399 | 476.1906 | 486.6668 | 497.3734 | 508.3157 | 519.4986 | 530.9276 | 542.608 | 554.5454 | 229.219 | 203.3015 | 177.5269 | 151.882 | 126.3534 | 100.9281 | 75.5931 | 50.3353 | 25.1419 | 0 | 48.1604 | 47.658 | 47.1805 | 46.7276 | 46.2991 | 45.8947 | 45.5142 | 45.1573 | 44.8239 | 44.5137 | 45.493 | 46.4938 | 47.5167 | 48.5621 | 49.6304 | 50.7223 | 51.8382 | 52.9786 | 54.1442 | 55.3353 | 56.5527 | 57.7969 | 59.0684 | 60.3679 | 61.696 | 63.0533 | 64.4405 | 65.8582 | 67.3071 | 68.7878 | 70.3011 | 71.8478 | 73.4284 | 75.0438 | 76.6948 | 78.3821 | 80.1065 | 81.8688 | 83.67 | 85.5107 | 87.3919 | 89.3146 | 91.2795 | 93.2876 | 95.34 | 97.4374 | 99.5811 | 101.7718 | 104.0108 | 106.2991 | 108.6376 | 111.0277 | 113.4703 | 115.9666 | 118.5179 | 121.1253 | 82.6274 | 73.2848 | 63.9938 | 54.7494 | 45.5471 | 36.3819 | 27.2493 | 18.1446 | 9.063 | 0 | 1771.0649 | 1632.4186 | 1494.8128 | 1358.1761 | 1222.4377 | 1087.5275 | 953.376 | 819.9138 | 687.0724 | 554.7835 | 566.9888 | 579.4625 | 592.2107 | 605.2393 | 618.5546 | 632.1628 | 646.0704 | 660.2839 | 674.8102 | 689.656 | 704.8284 | 720.3346 | 736.182 | 752.378 | 768.9303 | 785.8468 | 803.1354 | 820.8044 | 838.8621 | 857.3171 | 876.178 | 895.454 | 915.1539 | 935.2873 | 955.8637 | 976.8927 | 998.3843 | 1020.3487 | 1042.7964 | 1065.7379 | 1089.1842 | 1113.1462 | 1137.6354 | 1162.6634 | 1188.242 | 1214.3833 | 1241.0998 | 1268.404 | 1296.3089 | 1324.8277 | 1353.9739 | 1383.7613 | 1414.204 | 1445.3165 | 1477.1135 | 1509.61 | 330.0423 | 292.7249 | 255.6132 | 218.6881 | 181.9306 | 145.3219 | 108.8431 | 72.4756 | 36.2007 | 0 | 259.0609 | 244.2391 | 229.5638 | 215.0274 | 200.6224 | 186.3411 | 172.1763 | 158.1205 | 144.1664 | 130.3068 | 133.1735 | 136.1034 | 139.0976 | 142.1578 | 145.2853 | 148.4815 | 151.7481 | 155.0866 | 158.4985 | 161.9855 | 165.5491 | 169.1912 | 172.9134 | 176.7175 | 180.6053 | 184.5786 | 188.6394 | 192.7894 | 197.0308 | 201.3655 | 205.7955 | 210.323 | 214.9501 | 219.679 | 224.5119 | 229.4512 | 234.4991 | 239.6581 | 244.9306 | 250.3191 | 255.8261 | 261.4543 | 267.2063 | 273.0848 | 279.0927 | 285.2327 | 291.5078 | 297.921 | 304.4753 | 311.1737 | 318.0195 | 325.016 | 332.1663 | 339.474 | 346.9424 | 354.5751 | 171.3075 | 151.938 | 132.6753 | 113.5095 | 94.4306 | 75.4289 | 56.4947 | 37.6182 | 18.7899 | 0 | 55.1041 | 50.992 | 46.9121 | 42.8623 | 38.8404 | 34.8444 | 30.8722 | 26.9217 | 22.991 | 19.0779 | 19.4976 | 19.9266 | 20.365 | 20.813 | 21.2709 | 21.7388 | 22.2171 | 22.7059 | 23.2054 | 23.7159 | 24.2377 | 24.7709 | 25.3159 | 25.8728 | 26.442 | 27.0237 | 27.6182 | 28.2259 | 28.8468 | 29.4814 | 30.13 | 30.7929 | 31.4703 | 32.1627 | 32.8703 | 33.5934 | 34.3325 | 35.0878 | 35.8597 | 36.6486 | 37.4549 | 38.2789 | 39.121 | 39.9817 | 40.8613 | 41.7603 | 42.679 | 43.6179 | 44.5775 | 45.5582 | 46.5605 | 47.5848 | 48.6317 | 49.7016 | 50.795 | 51.9125 | 14.8156 | 13.1404 | 11.4745 | 9.8169 | 8.1669 | 6.5235 | 4.886 | 3.2534 | 1.625 | 0 | 18.0116 | 36.0047 | 53.9883 | 71.9716 | 89.9637 | 107.9737 | 126.0107 | 144.0839 | 162.2022 | 180.3748 | 184.3431 | 188.3986 | 192.5434 | 196.7794 | 201.1085 | 205.5329 | 210.0546 | 214.6758 | 219.3987 | 224.2255 | 229.1584 | 234.1999 | 239.3523 | 244.618 | 249.9996 | 255.4996 | 261.1206 | 266.8653 | 272.7363 | 278.7365 | 284.8687 | 291.1358 | 297.5408 | 304.0867 | 310.7766 | 317.6137 | 324.6012 | 331.7424 | 339.0408 | 346.4997 | 354.1227 | 361.9134 | 369.8755 | 378.0127 | 386.329 | 394.8282 | 403.5145 | 412.3918 | 421.4644 | 430.7366 | 440.2128 | 449.8975 | 459.7952 | 469.9107 | 480.2488 | 490.8142 | 440.6861 | 390.8583 | 341.3053 | 292.0014 | 242.9213 | 194.0398 | 145.3318 | 96.7724 | 48.3367 | 0 | 2151.4019 | 2011.3124 | 1872.4575 | 1734.765 | 1598.1633 | 1462.5815 | 1327.9493 | 1194.1972 | 1061.2558 | 929.0568 | 949.496 | 970.3849 | 991.7334 | 1013.5515 | 1035.8497 | 1058.6383 | 1081.9284 | 1105.7308 | 1130.0569 | 1154.9181 | 1180.3263 | 1206.2935 | 1232.832 | 1259.9543 | 1287.6733 | 1316.0021 | 1344.9541 | 1374.5431 | 1404.7831 | 1435.6883 | 1467.2734 | 1499.5535 | 1532.5436 | 1566.2596 | 1600.7173 | 1635.9331 | 1671.9236 | 1708.7059 | 1746.2975 | 1784.716 | 1823.9798 | 1864.1073 | 1905.1177 | 1947.0303 | 1989.8649 | 2033.642 | 2078.3821 | 2124.1065 | 2170.8368 | 2218.5952 | 2267.4043 | 2317.2872 | 2368.2676 | 2420.3694 | 2473.6176 | 2528.0372 | 1039.4789 | 921.9465 | 805.062 | 688.7653 | 572.9965 | 457.696 | 342.8049 | 228.2642 | 114.0153 | 0 | 20.7299 | 41.2144 | 59.4225 | 78.5578 | 98.6987 | 118.3634 | 137.8657 | 157.3306 | 176.7681 | 196.1879 | 200.1117 | 204.1139 | 208.1962 | 212.3601 | 216.6073 | 220.9395 | 225.3583 | 229.8654 | 234.4627 | 239.152 | 243.935 | 248.8137 | 253.79 | 258.8658 | 264.0431 | 269.324 | 274.7105 | 280.2047 | 285.8088 | 291.525 | 297.3555 | 303.8973 | 310.583 | 317.4158 | 324.399 | 331.5358 | 338.8296 | 346.2838 | 353.902 | 361.6879 | 369.645 | 377.7772 | 386.0883 | 394.5823 | 403.2631 | 412.1349 | 421.2018 | 430.4683 | 439.9386 | 449.6172 | 459.5088 | 469.618 | 479.9496 | 490.5085 | 501.2997 | 512.3283 | 460.0028 | 407.9909 | 356.2658 | 304.8008 | 253.5693 | 202.5452 | 151.7022 | 101.0142 | 50.4554 | 0 |  | 0 | 0 | 0 | 0 | 0 | 0 | 0 | 0 | 0 | 0 | 0 | 0 | 0 | 0 | 0 | 0 | 0 | 0 | 0 | 0 | 0 | 0 | 0 | 0 | 0 | 0 | 0 | 0 | 0 | 0 | 0 | 0 | 0 | 0 | 0 | 0 | 0 | 0 | 0 | 0 | 0 | 0 | 0 | 0 | 0 | 0 | 0 | 0 | 0 | 0 | 0 | 0 | 0 | 0 | 0 | 0 | 0 | 0 | 0 | 0 | 0 | 0 | 0 | 0 | 0 | 0 |  | 0 | 0 | 0 | 0 | 0 | 0 | 0 | 0 | 0 | 0 | 0 | 0 | 0 | 0 | 0 | 0 | 0 | 0 | 0 | 0 | 0 | 0 | 0 | 0 | 0 | 0 | 0 | 0 | 0 | 0 | 0 | 0 | 0 | 0 | 0 | 0 | 0 | 0 | 0 | 0 | 0 | 0 | 0 | 0 | 0 | 0 | 0 | 0 | 0 | 0 | 0 | 0 | 0 | 0 | 0 | 0 | 0 | 0 | 0 | 0 | 0 | 0 | 0 | 0 | 0 | 0 | [67 empty] | 3519.134 | 3256.9372 | 3090.6508 | 2755.2799 | 2325.5504 | 2050.5616 | 1816.2901 | 1520.6284 | 1226.6675 | 963.7607 | 999.6616 | 998.576 | 1042.5091 | 1008.9488 | 1090.9739 | 1082.8072 | 1154.1738 | 1126.8304 | 1130.7563 | 1214.8219 | 1237.6883 | 1283.091 | 1346.961 | 1303.7821 | 1336.7991 | 1420.03 | 1394.1949 | 1427.1145 | 1479.9437 | 1568.6425 | 1535.9477 | 1539.3135 | 1614.9796 | 1714.5154 | 1711.9566 | 1821.6142 | 1858.9028 | 1899.9076 | 1844.1998 | 2009.2463 | 1926.179 | 2117.3879 | 2015.0388 | 2195.4746 | 2165.7112 | 2195.6298 | 2290.2298 | 2250.6096 | 2366.2251 | 2350.4428 | 2409.8561 | 2466.5878 | 2520.9283 | 2617.3505 | 2721.3126 | 2772.2702 | 208.9782 | 189.7171 | 157.4893 | 2.5765e-18 | 2.1039e-18 | 1.6832e-18 | 1.1841e-18 | 8.1889e-19 | 3.9169e-19 |  | 3534.2905 | 3112.0879 | 2914.1954 | 2718.7514 | 2377.6202 | 1965.4271 | 1850.2606 | 1458.2333 | 1258.1534 | 961.7509 | 955.4588 | 1007.3486 | 1007.0535 | 1027.9254 | 1053.6109 | 1087.5805 | 1052.8315 | 1107.785 | 1153.4529 | 1211.4767 | 1196.4955 | 1268.4226 | 1311.2629 | 1344.0873 | 1293.9593 | 1373.3589 | 1413.2937 | 1437.8005 | 1468.1718 | 1448.9805 | 1426.3765 | 1480.6353 | 1545.6298 | 1639.4742 | 1596.6852 | 1691.3271 | 1681.7531 | 1648.9787 | 1801.5951 | 1771.5558 | 1904.4484 | 1873.7508 | 1898.731 | 1916.6942 | 1989.284 | 2022.7491 | 2137.0961 | 2095.6742 | 2144.6659 | 2243.7939 | 2222.7724 | 2357.2738 | 2391.0676 | 2529.9378 | 2620.5197 | 2536.3717 | 196.2377 | 169.3049 | 153.6453 | 2.4363e-18 | 1.964e-18 | 1.5404e-18 | 1.1275e-18 | 7.1646e-19 | 3.7633e-19 |  | 3370.9833 | 3285.5921 | 2868.4829 | 2508.5389 | 2293.921 | 2013.4662 | 1669.2919 | 1428.6431 | 1209.0271 | 888.5004 | 902.5685 | 946.3738 | 963.9511 | 1009.5721 | 1054.3091 | 1086.5632 | 1036.0832 | 1118.4358 | 1119.5522 | 1114.8272 | 1176.6167 | 1227.4992 | 1223.09 | 1240.2258 | 1271.4106 | 1313.2805 | 1283.7188 | 1364.4326 | 1309.0586 | 1380.5155 | 1471.4828 | 1494.9157 | 1546.7885 | 1512.7956 | 1615.4428 | 1565.8528 | 1643.2241 | 1774.6417 | 1713.7444 | 1789.3726 | 1805.5874 | 1866.6704 | 1950.6336 | 1968.7101 | 2007.9073 | 2080.3391 | 2117.881 | 2161.6497 | 2240.4478 | 2118.4319 | 2347.3403 | 2248.2445 | 2456.3542 | 2449.9213 | 2556.3848 | 2517.9849 | 186.423 | 175.8401 | 149.1495 | 2.4318e-18 | 1.9558e-18 | 1.5705e-18 | 1.1642e-18 | 7.0243e-19 | 3.6269e-19
UG-1PH | 6.024% | 6.25% | CS-G34 | Royalton | 204898 | 204898: L61 P1 - P47 Russell Rd W | 616282 | 0 | 1PH | UG | 3.1 | Zone 3 | 106 | 1797640 |  |  |  |  | 2088714.3439 |  | 1730599.3754 | 358114.9685 | 84273.8932 | 5527.9505 | 67500.5715 | 29131.3687 | 1097002.9739 | 0 | 0 | 8812.4092 | 82396.0573 | 84620.114 | 86750.9939 |  |  |  |  | 19448.7466 | 38849.2793 | 58135.4254 | 77327.8479 | 96445.9295 | 115507.8775 | 134530.8093 | 153530.8398 | 172516.9417 | 191490.1656 | 186273.3301 | 181102.9788 | 176061.0757 | 171121.6317 | 166260.2432 | 161453.9606 | 156681.1822 | 151921.5456 | 147163.5595 | 142405.5734 | 137697.2166 | 133138.8176 | 128783.3046 | 124635.1412 | 120698.8891 | 116979.2103 | 113480.8694 | 110208.7359 | 107167.7864 | 104363.1068 | 101738.2005 | 99173.6608 | 96609.1211 | 94044.5814 | 91480.0417 | 88915.502 | 86350.9623 | 83786.4226 | 81221.8829 | 78657.3432 | 76092.8035 | 73528.2638 | 70963.7241 | 68399.1844 | 65834.6447 | 63270.105 | 60705.5653 | 58141.0256 | 55576.4859 | 53011.9462 | 46968.1651 | 41079.9178 | 35350.626 | 29783.7869 | 24382.9743 | 19151.8409 | 14094.1195 | 9213.6253 | 4514.2572 | -6.223e-12 | -6.223e-12 | -6.223e-12 | -6.223e-12 | -6.223e-12 | -6.223e-12 | -6.223e-12 | 2903.1886 | 5870.2473 | 8902.5814 | 12001.6268 | 15168.8512 | 18405.7545 | 21713.8697 | 25094.7634 | 25094.7634 | 32081.3262 | 32081.3262 | 32081.3262 | 32081.3262 | 32081.3262 | 32081.3262 | 32081.3262 | 32081.3262 | 32081.3262 | 32081.3262 | 32081.3262 | 32081.3262 | 32081.3262 | 32081.3262 | 32081.3262 | 32081.3262 | 32081.3262 | 32081.3262 | 32081.3262 | 32081.3262 | 32081.3262 | 32081.3262 | 32081.3262 | 32081.3262 | 32081.3262 | 32081.3262 | 32081.3262 | 32081.3262 | 32081.3262 | 32081.3262 | 32081.3262 | 32081.3262 | 32081.3262 | 32081.3262 | 32081.3262 | 32081.3262 | 32081.3262 | 32081.3262 | 32081.3262 | 32081.3262 | 32081.3262 | 29178.1376 | 26211.0789 | 23178.7448 | 20079.6995 | 16912.4751 | 13675.5717 | 10367.4565 | 6986.5628 | 3531.2894 | 0 | 0 | 0 | 0 | 0 | 0 | 0 | 10510.8308 | 9987.9839 | 8681.9754 | 8403.7162 | 7529.5536 | 6598.1013 | 5389.3239 | 4461.0913 | 3659.1369 | 2936.2931 | 2870.0827 | 2878.8894 | 3217.9867 | 3168.6386 | 3102.2826 | 3188.5729 | 3322.5253 | 3395.8394 | 3549.6503 | 3520.0447 | 3667.5587 | 3867.3247 | 3921.5981 | 4047.0612 | 4170.5109 | 4087.2409 | 4389.6415 | 4383.7098 | 4335.6865 | 4458.03 | 4718.3707 | 4883.6348 | 4815.2746 | 4783.2478 | 5306.6142 | 5483.9883 | 5596.1619 | 5555.3544 | 5896.1123 | 6007.0297 | 5738.0268 | 6243.033 | 6046.7485 | 6439.1063 | 6342.2242 | 6547.0146 | 6901.3815 | 6885.2145 | 7410.8165 | 7301.9409 | 7480.6063 | 7374.0603 | 7577.5829 | 7921.1616 | 8516.0787 | 8494.315 | 637.9319 | 572.1623 | 520.7757 | 7.9461e-18 | 6.3952e-18 | 5.1653e-18 | 3.8081e-18 | 2.5051e-18 | 1.1654e-18 |  | 544.7584 | 509.398 | 474.35 | 439.5962 | 405.1187 | 370.8995 | 336.9209 | 303.1652 | 269.6151 | 236.2532 | 241.4508 | 246.7627 | 252.1915 | 257.7397 | 263.41 | 269.205 | 275.1275 | 281.1803 | 287.3663 | 293.6883 | 300.1495 | 306.7528 | 313.5013 | 320.3984 | 327.4471 | 334.651 | 342.0133 | 349.5376 | 357.2274 | 365.0864 | 373.1183 | 381.3269 | 389.7161 | 398.2898 | 407.0522 | 416.0074 | 425.1595 | 434.513 | 444.0723 | 453.8419 | 463.8264 | 474.0306 | 484.4593 | 495.1174 | 506.01 | 517.1422 | 528.5193 | 540.1468 | 552.03 | 564.1746 | 576.5865 | 589.2714 | 602.2354 | 615.4845 | 629.0252 | 642.8638 | 265.725 | 235.6799 | 205.8004 | 176.0711 | 146.4768 | 117.0022 | 87.6322 | 58.3518 | 29.1461 | 0 | 149.2973 | 147.7398 | 146.2595 | 144.8555 | 143.5272 | 142.2736 | 141.094 | 139.9877 | 138.9541 | 137.9924 | 141.0283 | 144.1309 | 147.3018 | 150.5424 | 153.8543 | 157.2391 | 160.6984 | 164.2338 | 167.8469 | 171.5395 | 175.3134 | 179.1703 | 183.1121 | 187.1405 | 191.2576 | 195.4653 | 199.7655 | 204.1604 | 208.6519 | 213.2422 | 217.9336 | 222.7281 | 227.6281 | 232.6359 | 237.7539 | 242.9845 | 248.3302 | 253.7934 | 259.3769 | 265.0832 | 270.915 | 276.8751 | 282.9664 | 289.1916 | 295.5539 | 302.056 | 308.7013 | 315.4927 | 322.4335 | 329.5271 | 336.7767 | 344.1858 | 351.7579 | 359.4965 | 367.4054 | 375.4884 | 256.145 | 227.183 | 198.3807 | 169.7233 | 141.1959 | 112.784 | 84.4729 | 56.2481 | 28.0953 | 0 | 5490.3011 | 5060.4977 | 4633.9197 | 4210.3458 | 3789.5569 | 3371.3354 | 2955.4655 | 2541.7328 | 2129.9245 | 1719.8289 | 1757.6652 | 1796.3338 | 1835.8531 | 1876.2419 | 1917.5192 | 1959.7046 | 2002.8181 | 2046.8801 | 2091.9115 | 2137.9336 | 2184.9681 | 2233.0374 | 2282.1642 | 2332.3718 | 2383.684 | 2436.1251 | 2489.7198 | 2544.4936 | 2600.4725 | 2657.6829 | 2716.1519 | 2775.9073 | 2836.9772 | 2899.3907 | 2963.1773 | 3028.3672 | 3094.9913 | 3163.0811 | 3232.6689 | 3303.7876 | 3376.4709 | 3450.7533 | 3526.6699 | 3604.2566 | 3683.5503 | 3764.5884 | 3847.4093 | 3932.0523 | 4018.5575 | 4106.9657 | 4197.319 | 4289.66 | 4384.0325 | 4480.4812 | 4579.0518 | 4679.7909 | 1023.1311 | 907.4472 | 792.4009 | 677.9332 | 563.985 | 450.4979 | 337.4136 | 224.6743 | 112.2222 | 0 | 803.0887 | 757.1411 | 711.6478 | 666.585 | 621.9294 | 577.6575 | 533.7465 | 490.1734 | 446.9157 | 403.9511 | 412.838 | 421.9204 | 431.2027 | 440.6891 | 450.3843 | 460.2927 | 470.4192 | 480.7684 | 491.3453 | 502.1549 | 513.2023 | 524.4928 | 536.0316 | 547.8243 | 559.8764 | 572.1937 | 584.782 | 597.6472 | 610.7954 | 624.2329 | 637.9661 | 652.0013 | 666.3453 | 681.0049 | 695.987 | 711.2988 | 726.9473 | 742.9402 | 759.2849 | 775.9891 | 793.0609 | 810.5082 | 828.3394 | 846.5629 | 865.1872 | 884.2214 | 903.6742 | 923.5551 | 943.8733 | 964.6385 | 985.8605 | 1007.5495 | 1029.7156 | 1052.3693 | 1075.5214 | 1099.1829 | 531.0534 | 471.0079 | 411.2935 | 351.8793 | 292.7348 | 233.8297 | 175.1336 | 116.6166 | 58.2486 | 0 | 170.8226 | 158.0752 | 145.4276 | 132.8731 | 120.4053 | 108.0176 | 95.7037 | 83.4573 | 71.272 | 59.1415 | 60.4427 | 61.7724 | 63.1314 | 64.5203 | 65.9397 | 67.3904 | 68.873 | 70.3882 | 71.9367 | 73.5193 | 75.1368 | 76.7898 | 78.4791 | 80.2057 | 81.9702 | 83.7736 | 85.6166 | 87.5001 | 89.4251 | 91.3925 | 93.4031 | 95.458 | 97.5581 | 99.7044 | 101.8978 | 104.1396 | 106.4307 | 108.7721 | 111.1651 | 113.6108 | 116.1102 | 118.6646 | 121.2752 | 123.9433 | 126.6701 | 129.4568 | 132.3048 | 135.2156 | 138.1903 | 141.2305 | 144.3376 | 147.513 | 150.7583 | 154.0749 | 157.4646 | 160.9288 | 45.9283 | 40.7352 | 35.5708 | 30.4324 | 25.3172 | 20.2228 | 15.1465 | 10.0856 | 5.0376 | 0 | 55.8361 | 111.6145 | 167.3637 | 223.1119 | 278.8875 | 334.7185 | 390.6333 | 446.66 | 502.8268 | 559.162 | 571.4636 | 584.0358 | 596.8845 | 610.016 | 623.4364 | 637.152 | 651.1693 | 665.495 | 680.1359 | 695.0989 | 710.3911 | 726.0197 | 741.9921 | 758.3159 | 774.9989 | 792.0489 | 809.4739 | 827.2824 | 845.4826 | 864.0832 | 883.093 | 902.5211 | 922.3765 | 942.6688 | 963.4075 | 984.6025 | 1006.2638 | 1028.4016 | 1051.0264 | 1074.149 | 1097.7802 | 1121.9314 | 1146.6139 | 1171.8394 | 1197.6199 | 1223.9675 | 1250.8948 | 1278.4145 | 1306.5396 | 1335.2835 | 1364.6597 | 1394.6822 | 1425.3652 | 1456.7233 | 1488.7712 | 1521.5241 | 1366.1269 | 1211.6608 | 1058.0464 | 905.2043 | 753.056 | 601.5234 | 450.5286 | 299.9944 | 149.8437 | 0 | 6669.3458 | 6235.0683 | 5804.6182 | 5377.7714 | 4954.3062 | 4534.0026 | 4116.643 | 3702.0112 | 3289.8931 | 2880.0759 | 2943.4376 | 3008.1932 | 3074.3735 | 3142.0097 | 3211.1339 | 3281.7789 | 3353.978 | 3427.7655 | 3503.1764 | 3580.2462 | 3659.0117 | 3739.5099 | 3821.7791 | 3905.8583 | 3991.7872 | 4079.6065 | 4169.3578 | 4261.0837 | 4354.8275 | 4450.6337 | 4548.5477 | 4648.6157 | 4750.8853 | 4855.4048 | 4962.2237 | 5071.3926 | 5182.9632 | 5296.9884 | 5413.5221 | 5532.6196 | 5654.3373 | 5778.7327 | 5905.8648 | 6035.7938 | 6168.5813 | 6304.2901 | 6442.9845 | 6584.7301 | 6729.5942 | 6877.6453 | 7028.9535 | 7183.5904 | 7341.6294 | 7503.1453 | 7668.2145 | 7836.9152 | 3222.3846 | 2858.0342 | 2495.6923 | 2135.1724 | 1776.289 | 1418.8577 | 1062.6952 | 707.619 | 353.4475 | 0 | 64.2627 | 127.7646 | 184.2098 | 243.5291 | 305.9658 | 366.9264 | 427.3835 | 487.7248 | 547.981 | 608.1826 | 620.3463 | 632.7532 | 645.4083 | 658.3164 | 671.4827 | 684.9124 | 698.6106 | 712.5829 | 726.8345 | 741.3712 | 756.1986 | 771.3226 | 786.7491 | 802.484 | 818.5337 | 834.9044 | 851.6025 | 868.6345 | 886.0072 | 903.7274 | 921.8019 | 942.0816 | 962.8073 | 983.9891 | 1005.6369 | 1027.7609 | 1050.3716 | 1073.4798 | 1097.0964 | 1121.2325 | 1145.8996 | 1171.1094 | 1196.8738 | 1223.205 | 1250.1155 | 1277.6181 | 1305.7257 | 1334.4516 | 1363.8096 | 1393.8134 | 1424.4773 | 1455.8158 | 1487.8437 | 1520.5763 | 1554.0289 | 1588.2176 | 1426.0087 | 1264.7719 | 1104.424 | 944.8824 | 786.065 | 627.8901 | 470.2768 | 313.1441 | 156.4119 | 0 |  | 0 | 0 | 0 | 0 | 0 | 0 | 0 | 0 | 0 | 0 | 0 | 0 | 0 | 0 | 0 | 0 | 0 | 0 | 0 | 0 | 0 | 0 | 0 | 0 | 0 | 0 | 0 | 0 | 0 | 0 | 0 | 0 | 0 | 0 | 0 | 0 | 0 | 0 | 0 | 0 | 0 | 0 | 0 | 0 | 0 | 0 | 0 | 0 | 0 | 0 | 0 | 0 | 0 | 0 | 0 | 0 | 0 | 0 | 0 | 0 | 0 | 0 | 0 | 0 | 0 | 0 |  | 0 | 0 | 0 | 0 | 0 | 0 | 0 | 0 | 0 | 0 | 0 | 0 | 0 | 0 | 0 | 0 | 0 | 0 | 0 | 0 | 0 | 0 | 0 | 0 | 0 | 0 | 0 | 0 | 0 | 0 | 0 | 0 | 0 | 0 | 0 | 0 | 0 | 0 | 0 | 0 | 0 | 0 | 0 | 0 | 0 | 0 | 0 | 0 | 0 | 0 | 0 | 0 | 0 | 0 | 0 | 0 | 0 | 0 | 0 | 0 | 0 | 0 | 0 | 0 | 0 | 0 | [67 empty] | 10909.3155 | 10096.5053 | 9581.0175 | 8541.3675 | 7209.2064 | 6356.7411 | 5630.4993 | 4713.9479 | 3802.6693 | 2987.6581 | 3098.9511 | 3095.5855 | 3231.7782 | 3127.7414 | 3382.0192 | 3356.7025 | 3577.9387 | 3493.1742 | 3505.3444 | 3765.9478 | 3836.8337 | 3977.5821 | 4175.5792 | 4041.7244 | 4144.0772 | 4402.0929 | 4322.0041 | 4424.0551 | 4587.8255 | 4862.7917 | 4761.4378 | 4771.8718 | 5006.4366 | 5314.9978 | 5307.0656 | 5647.004 | 5762.5987 | 5889.7135 | 5717.0193 | 6228.6636 | 5971.1549 | 6563.9025 | 6246.6201 | 6805.9713 | 6713.7049 | 6806.4525 | 7099.7123 | 6976.8898 | 7335.2979 | 7286.3728 | 7470.5539 | 7646.4223 | 7814.8776 | 8113.7865 | 8436.0692 | 8594.0375 | 647.8324 | 588.1229 | 488.217 | 7.9871e-18 | 6.5221e-18 | 5.2179e-18 | 3.6708e-18 | 2.5386e-18 | 1.2142e-18 |  | 10956.3004 | 9647.4725 | 9034.0058 | 8428.1295 | 7370.6225 | 6092.8241 | 5735.8079 | 4520.5231 | 3900.2755 | 2981.4277 | 2961.9223 | 3122.7805 | 3121.8657 | 3186.5687 | 3266.1937 | 3371.4996 | 3263.7776 | 3434.1334 | 3575.7041 | 3755.5778 | 3709.136 | 3932.1101 | 4064.9151 | 4166.6705 | 4011.2739 | 4257.4126 | 4381.2104 | 4457.1817 | 4551.3326 | 4491.8395 | 4421.7671 | 4589.9695 | 4791.4525 | 5082.3701 | 4949.724 | 5243.1139 | 5213.4347 | 5111.8339 | 5584.9447 | 5491.823 | 5903.79 | 5808.6275 | 5886.066 | 5941.7519 | 6166.7805 | 6270.5223 | 6624.9978 | 6496.5899 | 6648.4642 | 6955.7612 | 6890.5945 | 7307.5488 | 7412.3096 | 7842.8071 | 8123.6112 | 7862.7522 | 608.3368 | 524.8452 | 476.3006 | 7.5527e-18 | 6.0883e-18 | 4.7754e-18 | 3.4952e-18 | 2.221e-18 | 1.1666e-18 |  | 10450.0483 | 10185.3354 | 8892.2971 | 7776.4705 | 7111.1552 | 6241.7453 | 5174.8049 | 4428.7937 | 3747.9839 | 2754.3511 | 2797.9623 | 2933.7589 | 2988.2484 | 3129.6736 | 3268.3582 | 3368.346 | 3211.8579 | 3467.1509 | 3470.6118 | 3455.9642 | 3647.5118 | 3805.2475 | 3791.579 | 3844.7001 | 3941.373 | 4071.1697 | 3979.5282 | 4229.741 | 4058.0818 | 4279.5979 | 4561.5967 | 4634.2388 | 4795.0445 | 4689.6663 | 5007.8727 | 4854.1436 | 5093.9947 | 5501.3894 | 5312.6077 | 5547.0552 | 5597.3208 | 5786.6782 | 6046.9642 | 6103.0013 | 6224.5128 | 6449.0513 | 6565.4312 | 6701.114 | 6945.3881 | 6567.1389 | 7276.7549 | 6969.5579 | 7614.698 | 7594.7561 | 7924.793 | 7805.7531 | 577.9112 | 545.1043 | 462.3635 | 7.5385e-18 | 6.063e-18 | 4.8686e-18 | 3.6092e-18 | 2.1775e-18 | 1.1243e-18
UG-1PH | 4.832% | 3.024% | BV-G43 | Springfield | 204899 | 204899: L43 Brook Rd | 650740 | 0 | 1PH | UG | 1.5 | Zone 3 | 91 | 1441983 |  |  |  |  | 1675469.2684 |  | 1388206.1365 | 287263.132 | 40777.6902 | 5392.0214 | 32661.5669 | 24772.3464 | 666202.0003 | 0 | 0 | 4264.069 | 39869.06 | 40945.2164 | 41976.2874 |  |  |  |  | 15600.8778 | 31163.0807 | 46633.5279 | 62028.7945 | 77364.4282 | 92655.0342 | 107914.3432 | 123155.2819 | 138385.0477 | 153604.4833 | 149419.7812 | 145272.3664 | 141227.9867 | 137265.7951 | 133366.2159 | 129510.8401 | 125682.3397 | 121864.3811 | 118047.7465 | 114231.1119 | 110454.2876 | 106797.7524 | 103303.9629 | 99976.4996 | 96819.0217 | 93835.2688 | 91029.0628 | 88404.3099 | 85965.002 | 83715.2188 | 81609.6413 | 79552.4871 | 77495.333 | 75438.1788 | 73381.0246 | 71323.8704 | 69266.7162 | 67209.562 | 65152.4078 | 63095.2536 | 61038.0995 | 58980.9453 | 56923.7911 | 54866.6369 | 52809.4827 | 50752.3285 | 48695.1743 | 46638.0201 | 44580.866 | 42523.7118 | 37675.6723 | 32952.3948 | 28356.6241 | 23891.1653 | 19558.8852 | 15362.7139 | 11305.6456 | 7390.7406 | 3621.1266 | -4.9918e-12 | -4.9918e-12 | -4.9918e-12 | -4.9918e-12 | -4.9918e-12 | -4.9918e-12 | -4.9918e-12 | 2328.8025 | 4708.8387 | 7141.2357 | 9627.1455 | 12167.7452 | 14764.2382 | 17417.8539 | 20129.8493 | 20129.8493 | 25734.1442 | 25734.1442 | 25734.1442 | 25734.1442 | 25734.1442 | 25734.1442 | 25734.1442 | 25734.1442 | 25734.1442 | 25734.1442 | 25734.1442 | 25734.1442 | 25734.1442 | 25734.1442 | 25734.1442 | 25734.1442 | 25734.1442 | 25734.1442 | 25734.1442 | 25734.1442 | 25734.1442 | 25734.1442 | 25734.1442 | 25734.1442 | 25734.1442 | 25734.1442 | 25734.1442 | 25734.1442 | 25734.1442 | 25734.1442 | 25734.1442 | 25734.1442 | 25734.1442 | 25734.1442 | 25734.1442 | 25734.1442 | 25734.1442 | 25734.1442 | 25734.1442 | 25734.1442 | 25734.1442 | 23405.3417 | 21025.3055 | 18592.9085 | 16106.9988 | 13566.399 | 10969.9061 | 8316.2903 | 5604.295 | 2832.6357 | 0 | 0 | 0 | 0 | 0 | 0 | 0 | 5085.8859 | 4832.8954 | 4200.9558 | 4066.3143 | 3643.3324 | 3192.6296 | 2607.7373 | 2158.5926 | 1770.5501 | 1420.787 | 1388.7497 | 1393.011 | 1557.0904 | 1533.2122 | 1501.1045 | 1542.8579 | 1607.6735 | 1643.1481 | 1717.5727 | 1703.2474 | 1774.6252 | 1871.2861 | 1897.5474 | 1958.2554 | 2017.9891 | 1977.6972 | 2124.0201 | 2121.1499 | 2097.9128 | 2157.1113 | 2283.0826 | 2363.0491 | 2329.9716 | 2314.4747 | 2567.7165 | 2653.5427 | 2707.8203 | 2688.0747 | 2852.9576 | 2906.6273 | 2776.4646 | 3020.8224 | 2925.846 | 3115.6966 | 3068.8182 | 3167.9103 | 3339.3782 | 3331.5554 | 3585.879 | 3533.1972 | 3619.6482 | 3568.0937 | 3666.5724 | 3832.8201 | 4120.6833 | 4110.1524 | 308.6767 | 276.8527 | 251.9882 | 3.8449e-18 | 3.0944e-18 | 2.4993e-18 | 1.8426e-18 | 1.2122e-18 | 5.6392e-19 |  | 531.3631 | 496.8721 | 462.686 | 428.7868 | 395.1571 | 361.7793 | 328.6362 | 295.7106 | 262.9854 | 230.4439 | 235.5137 | 240.695 | 245.9902 | 251.402 | 256.9329 | 262.5854 | 268.3623 | 274.2662 | 280.3001 | 286.4667 | 292.769 | 299.2099 | 305.7925 | 312.5199 | 319.3954 | 326.4221 | 333.6034 | 340.9426 | 348.4434 | 356.1091 | 363.9435 | 371.9503 | 380.1332 | 388.4961 | 397.043 | 405.778 | 414.7051 | 423.8286 | 433.1528 | 442.6822 | 452.4212 | 462.3745 | 472.5467 | 482.9427 | 493.5675 | 504.426 | 515.5233 | 526.8649 | 538.4559 | 550.3019 | 562.4086 | 574.7815 | 587.4267 | 600.3501 | 613.5578 | 627.0561 | 259.191 | 229.8846 | 200.7398 | 171.7416 | 142.875 | 114.1252 | 85.4774 | 56.917 | 28.4294 | 0 | 72.2406 | 71.487 | 70.7707 | 70.0914 | 69.4486 | 68.842 | 68.2713 | 67.736 | 67.2358 | 66.7705 | 68.2395 | 69.7408 | 71.2751 | 72.8431 | 74.4456 | 76.0835 | 77.7573 | 79.468 | 81.2162 | 83.003 | 84.8291 | 86.6953 | 88.6026 | 90.5519 | 92.544 | 94.58 | 96.6607 | 98.7873 | 100.9606 | 103.1817 | 105.4517 | 107.7717 | 110.1426 | 112.5658 | 115.0422 | 117.5731 | 120.1598 | 122.8033 | 125.5049 | 128.2661 | 131.0879 | 133.9718 | 136.9192 | 139.9314 | 143.0099 | 146.1562 | 149.3716 | 152.6578 | 156.0162 | 159.4486 | 162.9565 | 166.5415 | 170.2054 | 173.9499 | 177.7768 | 181.6879 | 123.9411 | 109.9273 | 95.9907 | 82.1242 | 68.3206 | 54.5729 | 40.874 | 27.2168 | 13.5945 | 0 | 2656.5973 | 2448.6279 | 2242.2192 | 2037.2641 | 1833.6566 | 1631.2913 | 1430.0639 | 1229.8707 | 1030.6086 | 832.1753 | 850.4831 | 869.1938 | 888.316 | 907.859 | 927.8319 | 948.2442 | 969.1056 | 990.4259 | 1012.2152 | 1034.484 | 1057.2426 | 1080.502 | 1104.273 | 1128.567 | 1153.3955 | 1178.7702 | 1204.7031 | 1231.2066 | 1258.2931 | 1285.9756 | 1314.2671 | 1343.1809 | 1372.7309 | 1402.931 | 1433.7955 | 1465.339 | 1497.5764 | 1530.5231 | 1564.1946 | 1598.6069 | 1633.7763 | 1669.7193 | 1706.4532 | 1743.9951 | 1782.363 | 1821.575 | 1861.6497 | 1902.606 | 1944.4633 | 1987.2415 | 2030.9608 | 2075.6419 | 2121.3061 | 2167.9748 | 2215.6702 | 2264.415 | 495.0635 | 439.0873 | 383.4198 | 328.0322 | 272.896 | 217.9829 | 163.2647 | 108.7134 | 54.3011 | 0 | 388.5913 | 366.3586 | 344.3457 | 322.5411 | 300.9336 | 279.5117 | 258.2644 | 237.1807 | 216.2495 | 195.4602 | 199.7603 | 204.155 | 208.6465 | 213.2367 | 217.9279 | 222.7223 | 227.6222 | 232.6299 | 237.7477 | 242.9782 | 248.3237 | 253.7868 | 259.3701 | 265.0763 | 270.908 | 276.8679 | 282.959 | 289.1841 | 295.5462 | 302.0482 | 308.6933 | 315.4845 | 322.4252 | 329.5185 | 336.7679 | 344.1768 | 351.7487 | 359.4872 | 367.3959 | 375.4786 | 383.7391 | 392.1814 | 400.8094 | 409.6272 | 418.639 | 427.849 | 437.2617 | 446.8815 | 456.7129 | 466.7606 | 477.0293 | 487.5239 | 498.2495 | 509.211 | 520.4136 | 531.8627 | 256.9613 | 227.9071 | 199.013 | 170.2642 | 141.6459 | 113.1434 | 84.7421 | 56.4274 | 28.1848 | 0 | 82.6561 | 76.488 | 70.3682 | 64.2934 | 58.2606 | 52.2666 | 46.3083 | 40.3826 | 34.4864 | 28.6169 | 29.2464 | 29.8899 | 30.5474 | 31.2195 | 31.9063 | 32.6083 | 33.3256 | 34.0588 | 34.8081 | 35.5739 | 36.3565 | 37.1563 | 37.9738 | 38.8092 | 39.663 | 40.5356 | 41.4274 | 42.3388 | 43.2702 | 44.2222 | 45.1951 | 46.1894 | 47.2055 | 48.244 | 49.3054 | 50.3901 | 51.4987 | 52.6317 | 53.7896 | 54.973 | 56.1824 | 57.4184 | 58.6816 | 59.9726 | 61.292 | 62.6404 | 64.0185 | 65.4269 | 66.8663 | 68.3373 | 69.8408 | 71.3772 | 72.9475 | 74.5524 | 76.1925 | 77.8688 | 22.2234 | 19.7106 | 17.2117 | 14.7253 | 12.2503 | 9.7852 | 7.3289 | 4.8801 | 2.4376 | 0 | 27.0174 | 54.007 | 80.9824 | 107.9574 | 134.9456 | 161.9606 | 189.0161 | 216.1258 | 243.3033 | 270.5623 | 276.5146 | 282.5979 | 288.8151 | 295.169 | 301.6628 | 308.2993 | 315.0819 | 322.0137 | 329.098 | 336.3382 | 343.7376 | 351.2998 | 359.0284 | 366.9271 | 374.9995 | 383.2495 | 391.6809 | 400.2979 | 409.1045 | 418.1048 | 427.3031 | 436.7037 | 446.3112 | 456.1301 | 466.1649 | 476.4206 | 486.9018 | 497.6137 | 508.5612 | 519.7495 | 531.184 | 542.87 | 554.8132 | 567.0191 | 579.4935 | 592.2423 | 605.2717 | 618.5877 | 632.1966 | 646.1049 | 660.3192 | 674.8462 | 689.6929 | 704.8661 | 720.3732 | 736.2214 | 661.0291 | 586.2875 | 511.9579 | 438.0021 | 364.3819 | 291.0597 | 217.9977 | 145.1586 | 72.505 | 0 | 3227.1028 | 3016.9686 | 2808.6862 | 2602.1475 | 2397.2449 | 2193.8722 | 1991.924 | 1791.2958 | 1591.8838 | 1393.5851 | 1424.244 | 1455.5774 | 1487.6001 | 1520.3273 | 1553.7745 | 1587.9575 | 1622.8926 | 1658.5962 | 1695.0853 | 1732.3772 | 1770.4895 | 1809.4403 | 1849.248 | 1889.9314 | 1931.5099 | 1974.0031 | 2017.4312 | 2061.8147 | 2107.1746 | 2153.5325 | 2200.9102 | 2249.3302 | 2298.8155 | 2349.3894 | 2401.076 | 2453.8996 | 2507.8854 | 2563.0589 | 2619.4462 | 2677.074 | 2735.9696 | 2796.161 | 2857.6765 | 2920.5454 | 2984.7974 | 3050.4629 | 3117.5731 | 3186.1597 | 3256.2553 | 3327.8929 | 3401.1065 | 3475.9309 | 3552.4013 | 3630.5542 | 3710.4264 | 3792.0557 | 1559.2184 | 1382.9198 | 1207.5931 | 1033.148 | 859.4947 | 686.5441 | 514.2073 | 342.3963 | 171.023 | 0 | 31.0948 | 61.8216 | 89.1338 | 117.8367 | 148.048 | 177.5451 | 206.7985 | 235.9959 | 265.1521 | 294.2819 | 300.1675 | 306.1709 | 312.2943 | 318.5402 | 324.911 | 331.4092 | 338.0374 | 344.7982 | 351.6941 | 358.728 | 365.9026 | 373.2206 | 380.685 | 388.2987 | 396.0647 | 403.986 | 412.0657 | 420.307 | 428.7132 | 437.2874 | 446.0332 | 455.8459 | 465.8745 | 476.1238 | 486.5985 | 497.3037 | 508.2443 | 519.4257 | 530.8531 | 542.5318 | 554.4675 | 566.6658 | 579.1325 | 591.8734 | 604.8946 | 618.2023 | 631.8027 | 645.7024 | 659.9078 | 674.4258 | 689.2632 | 704.427 | 719.9244 | 735.7627 | 751.9495 | 768.4924 | 690.0042 | 611.9864 | 534.3987 | 457.2012 | 380.354 | 303.8178 | 227.5533 | 151.5214 | 75.6832 | 0 |  | 0 | 0 | 0 | 0 | 0 | 0 | 0 | 0 | 0 | 0 | 0 | 0 | 0 | 0 | 0 | 0 | 0 | 0 | 0 | 0 | 0 | 0 | 0 | 0 | 0 | 0 | 0 | 0 | 0 | 0 | 0 | 0 | 0 | 0 | 0 | 0 | 0 | 0 | 0 | 0 | 0 | 0 | 0 | 0 | 0 | 0 | 0 | 0 | 0 | 0 | 0 | 0 | 0 | 0 | 0 | 0 | 0 | 0 | 0 | 0 | 0 | 0 | 0 | 0 | 0 | 0 |  | 0 | 0 | 0 | 0 | 0 | 0 | 0 | 0 | 0 | 0 | 0 | 0 | 0 | 0 | 0 | 0 | 0 | 0 | 0 | 0 | 0 | 0 | 0 | 0 | 0 | 0 | 0 | 0 | 0 | 0 | 0 | 0 | 0 | 0 | 0 | 0 | 0 | 0 | 0 | 0 | 0 | 0 | 0 | 0 | 0 | 0 | 0 | 0 | 0 | 0 | 0 | 0 | 0 | 0 | 0 | 0 | 0 | 0 | 0 | 0 | 0 | 0 | 0 | 0 | 0 | 0 | [67 empty] | 5278.7011 | 4885.4058 | 4635.9762 | 4132.9198 | 3488.3257 | 3075.8425 | 2724.4351 | 2280.9425 | 1840.0013 | 1445.641 | 1499.4925 | 1497.864 | 1563.7637 | 1513.4233 | 1636.4609 | 1624.2109 | 1731.2606 | 1690.2456 | 1696.1344 | 1822.2328 | 1856.5324 | 1924.6365 | 2020.4415 | 1955.6731 | 2005.1986 | 2130.045 | 2091.2923 | 2140.6718 | 2219.9156 | 2352.9637 | 2303.9215 | 2308.9702 | 2422.4693 | 2571.7731 | 2567.935 | 2732.4213 | 2788.3542 | 2849.8614 | 2766.2997 | 3013.8695 | 2889.2685 | 3176.0819 | 3022.5581 | 3293.2119 | 3248.5669 | 3293.4448 | 3435.3446 | 3375.9144 | 3549.3377 | 3525.6643 | 3614.7842 | 3699.8818 | 3781.3924 | 3926.0257 | 4081.969 | 4158.4052 | 313.4673 | 284.5756 | 236.234 | 3.8647e-18 | 3.1559e-18 | 2.5248e-18 | 1.7762e-18 | 1.2283e-18 | 5.8753e-19 |  | 5301.4357 | 4668.1318 | 4371.2931 | 4078.1272 | 3566.4302 | 2948.1407 | 2775.3909 | 2187.3499 | 1887.2301 | 1442.6263 | 1433.1882 | 1511.0228 | 1510.5802 | 1541.8881 | 1580.4163 | 1631.3708 | 1579.2472 | 1661.6775 | 1730.1794 | 1817.2151 | 1794.7432 | 1902.6339 | 1966.8944 | 2016.1309 | 1940.939 | 2060.0383 | 2119.9405 | 2156.7008 | 2202.2577 | 2173.4707 | 2139.5647 | 2220.953 | 2318.4447 | 2459.2113 | 2395.0277 | 2536.9906 | 2522.6297 | 2473.468 | 2702.3926 | 2657.3337 | 2856.6726 | 2810.6262 | 2848.0964 | 2875.0412 | 2983.9261 | 3034.1237 | 3205.6441 | 3143.5113 | 3216.9988 | 3365.6909 | 3334.1586 | 3535.9107 | 3586.6014 | 3794.9067 | 3930.7796 | 3804.5575 | 294.3565 | 253.9573 | 230.468 | 3.6545e-18 | 2.946e-18 | 2.3107e-18 | 1.6912e-18 | 1.0747e-18 | 5.645e-19 |  | 5056.475 | 4928.3881 | 4302.7244 | 3762.8083 | 3440.8815 | 3020.1994 | 2503.9378 | 2142.9647 | 1813.5406 | 1332.7505 | 1353.8527 | 1419.5607 | 1445.9266 | 1514.3582 | 1581.4637 | 1629.8448 | 1554.1248 | 1677.6537 | 1679.3283 | 1672.2407 | 1764.9251 | 1841.2488 | 1834.635 | 1860.3387 | 1907.116 | 1969.9208 | 1925.5782 | 2046.6489 | 1963.588 | 2070.7732 | 2207.2242 | 2242.3736 | 2320.1828 | 2269.1934 | 2423.1642 | 2348.7792 | 2464.8361 | 2661.9626 | 2570.6166 | 2684.059 | 2708.381 | 2800.0056 | 2925.9504 | 2953.0651 | 3011.861 | 3120.5087 | 3176.8216 | 3242.4745 | 3360.6717 | 3177.6479 | 3521.0105 | 3372.3667 | 3684.5313 | 3674.882 | 3834.5773 | 3776.9773 | 279.6345 | 263.7601 | 223.7243 | 3.6477e-18 | 2.9337e-18 | 2.3558e-18 | 1.7464e-18 | 1.0537e-18 | 5.4403e-19
UG-1PH | 9.69% | 10.08% | CH-G11 | Springfield | 204900 | 204900: L3135 Stage Rd | 513356 | 0 | 1PH | UG | 5 | Zone 3 | 76 | 2891675 |  |  |  |  | 3359895.7802 |  | 2783833.7759 | 576062.0043 | 135925.6341 | 24344.3776 | 108871.8895 | 77052.12 | 2340068.4292 | 0 | 0 | 14213.5632 | 132896.8666 | 136484.0548 | 139920.9579 |  |  |  |  | 31285.1596 | 62492.7626 | 93516.3638 | 124389.2018 | 155142.4552 | 185805.4124 | 216405.6084 | 246968.9655 | 277509.9171 | 308030.1531 | 299638.3769 | 291321.3748 | 283210.9938 | 275265.4282 | 267445.4222 | 259714.0593 | 252036.5911 | 244380.2626 | 236726.5892 | 229072.9158 | 221499.076 | 214166.4573 | 207160.2002 | 200487.4846 | 194155.6485 | 188172.1912 | 182544.7771 | 177281.239 | 172389.5823 | 167877.9883 | 163655.5768 | 159530.2706 | 155404.9645 | 151279.6583 | 147154.3522 | 143029.046 | 138903.7399 | 134778.4338 | 130653.1276 | 126527.8215 | 122402.5153 | 118277.2092 | 114151.903 | 110026.5969 | 105901.2907 | 101775.9846 | 97650.6784 | 93525.3723 | 89400.0661 | 85274.76 | 75552.7629 | 66080.9568 | 56864.8459 | 47910.0554 | 39222.3344 | 30807.5585 | 22671.7324 | 14820.993 | 7261.6122 | -1.001e-11 | -1.001e-11 | -1.001e-11 | -1.001e-11 | -1.001e-11 | -1.001e-11 | -1.001e-11 | 4670.0551 | 9442.8515 | 14320.6493 | 19305.7587 | 24400.5405 | 29607.4076 | 34928.8257 | 40367.3149 | 40367.3149 | 51605.866 | 51605.866 | 51605.866 | 51605.866 | 51605.866 | 51605.866 | 51605.866 | 51605.866 | 51605.866 | 51605.866 | 51605.866 | 51605.866 | 51605.866 | 51605.866 | 51605.866 | 51605.866 | 51605.866 | 51605.866 | 51605.866 | 51605.866 | 51605.866 | 51605.866 | 51605.866 | 51605.866 | 51605.866 | 51605.866 | 51605.866 | 51605.866 | 51605.866 | 51605.866 | 51605.866 | 51605.866 | 51605.866 | 51605.866 | 51605.866 | 51605.866 | 51605.866 | 51605.866 | 51605.866 | 51605.866 | 51605.866 | 46935.8109 | 42163.0146 | 37285.2167 | 32300.1073 | 27205.3255 | 21998.4585 | 16677.0404 | 11238.5511 | 5680.415 | 0 | 0 | 0 | 0 | 0 | 0 | 0 | 16952.953 | 16109.6514 | 14003.1862 | 13554.381 | 12144.4413 | 10642.0988 | 8692.4578 | 7195.3086 | 5901.8337 | 4735.9567 | 4629.1656 | 4643.3699 | 5190.3012 | 5110.7074 | 5003.6816 | 5142.8595 | 5358.9118 | 5477.1603 | 5725.2424 | 5677.4914 | 5915.4173 | 6237.6205 | 6325.1582 | 6527.5181 | 6726.6304 | 6592.324 | 7080.067 | 7070.4996 | 6993.0427 | 7190.3709 | 7610.2753 | 7876.8303 | 7766.5719 | 7714.9158 | 8559.0551 | 8845.1424 | 9026.0676 | 8960.249 | 9509.8585 | 9688.7575 | 9254.8819 | 10069.4081 | 9752.8201 | 10385.6553 | 10229.3939 | 10559.7009 | 11131.2605 | 11105.1847 | 11952.9299 | 11777.324 | 12065.494 | 11893.6456 | 12221.9079 | 12776.0671 | 13735.6108 | 13700.508 | 1028.9224 | 922.8424 | 839.9608 | 1.2816e-17 | 1.0315e-17 | 8.3311e-18 | 6.1421e-18 | 4.0406e-18 | 1.8797e-18 |  | 2399.0456 | 2243.3226 | 2088.9758 | 1935.9249 | 1784.0904 | 1633.3934 | 1483.7559 | 1335.1004 | 1187.35 | 1040.4286 | 1063.318 | 1086.711 | 1110.6186 | 1135.0522 | 1160.0234 | 1185.5439 | 1211.6259 | 1238.2816 | 1265.5238 | 1293.3653 | 1321.8194 | 1350.8994 | 1380.6192 | 1410.9928 | 1442.0347 | 1473.7594 | 1506.1821 | 1539.3181 | 1573.1831 | 1607.7932 | 1643.1646 | 1679.3142 | 1716.2591 | 1754.0169 | 1792.6052 | 1832.0425 | 1872.3475 | 1913.5391 | 1955.637 | 1998.661 | 2042.6315 | 2087.5694 | 2133.496 | 2180.4329 | 2228.4024 | 2277.4272 | 2327.5306 | 2378.7363 | 2431.0685 | 2484.552 | 2539.2122 | 2595.0748 | 2652.1665 | 2710.5141 | 2770.1455 | 2831.0887 | 1170.2186 | 1037.9036 | 906.3181 | 775.3943 | 645.0647 | 515.2624 | 385.9209 | 256.9739 | 128.3555 | 0 | 240.8021 | 238.2899 | 235.9023 | 233.638 | 231.4954 | 229.4735 | 227.571 | 225.7866 | 224.1195 | 222.5684 | 227.465 | 232.4692 | 237.5835 | 242.8103 | 248.1522 | 253.6115 | 259.191 | 264.8932 | 270.7208 | 276.6767 | 282.7636 | 288.9844 | 295.342 | 301.8395 | 308.48 | 315.2666 | 322.2024 | 329.2909 | 336.5353 | 343.9391 | 351.5057 | 359.2389 | 367.1421 | 375.2192 | 383.4741 | 391.9105 | 400.5325 | 409.3442 | 418.3498 | 427.5535 | 436.9597 | 446.5728 | 456.3974 | 466.4381 | 476.6998 | 487.1872 | 497.9053 | 508.8592 | 520.0541 | 531.4953 | 543.1882 | 555.1383 | 567.3514 | 579.8331 | 592.5894 | 605.6264 | 413.137 | 366.4242 | 319.9689 | 273.7472 | 227.7353 | 181.9096 | 136.2465 | 90.7228 | 45.315 | 0 | 8855.3244 | 8162.0931 | 7474.064 | 6790.8803 | 6112.1885 | 5437.6377 | 4766.8798 | 4099.5691 | 3435.3621 | 2773.9176 | 2834.9438 | 2897.3126 | 2961.0534 | 3026.1966 | 3092.7729 | 3160.8139 | 3230.3518 | 3301.4196 | 3374.0508 | 3448.2799 | 3524.1421 | 3601.6732 | 3680.91 | 3761.89 | 3844.6516 | 3929.234 | 4015.6771 | 4104.022 | 4194.3105 | 4286.5853 | 4380.8902 | 4477.2698 | 4575.7697 | 4676.4367 | 4779.3183 | 4884.4633 | 4991.9215 | 5101.7437 | 5213.9821 | 5328.6897 | 5445.9209 | 5565.7311 | 5688.1772 | 5813.3171 | 5941.2101 | 6071.9167 | 6205.4989 | 6342.0199 | 6481.5443 | 6624.1383 | 6769.8693 | 6918.8064 | 7071.0202 | 7226.5826 | 7385.5674 | 7548.0499 | 1650.2115 | 1463.6244 | 1278.066 | 1093.4406 | 909.6532 | 726.6095 | 544.2155 | 362.3779 | 181.0036 | 0 | 1295.3044 | 1221.1953 | 1147.819 | 1075.1372 | 1003.1119 | 931.7057 | 860.8814 | 790.6023 | 720.8318 | 651.534 | 665.8677 | 680.5168 | 695.4882 | 710.7889 | 726.4263 | 742.4077 | 758.7406 | 775.4329 | 792.4924 | 809.9273 | 827.7457 | 845.9561 | 864.5671 | 883.5876 | 903.0265 | 922.8931 | 943.1968 | 963.9471 | 985.1539 | 1006.8273 | 1028.9775 | 1051.615 | 1074.7505 | 1098.3951 | 1122.5597 | 1147.2561 | 1172.4957 | 1198.2906 | 1224.653 | 1251.5954 | 1279.1305 | 1307.2713 | 1336.0313 | 1365.424 | 1395.4633 | 1426.1635 | 1457.5391 | 1489.605 | 1522.3763 | 1555.8685 | 1590.0977 | 1625.0798 | 1660.8316 | 1697.3698 | 1734.712 | 1772.8756 | 856.5377 | 759.6902 | 663.3766 | 567.5473 | 472.153 | 377.1446 | 282.4736 | 188.0912 | 93.9494 | 0 | 275.5203 | 254.9601 | 234.5607 | 214.3115 | 194.2021 | 174.222 | 154.3609 | 134.6086 | 114.9548 | 95.3896 | 97.4881 | 99.6329 | 101.8248 | 104.065 | 106.3544 | 108.6942 | 111.0855 | 113.5293 | 116.027 | 118.5796 | 121.1883 | 123.8545 | 126.5793 | 129.364 | 132.21 | 135.1186 | 138.0912 | 141.1293 | 144.2341 | 147.4072 | 150.6502 | 153.9645 | 157.3517 | 160.8135 | 164.3514 | 167.9671 | 171.6624 | 175.4389 | 179.2986 | 183.2432 | 187.2745 | 191.3946 | 195.6052 | 199.9086 | 204.3065 | 208.8013 | 213.3949 | 218.0896 | 222.8876 | 227.7911 | 232.8025 | 237.9242 | 243.1585 | 248.508 | 253.9752 | 259.5626 | 74.0779 | 65.702 | 57.3723 | 49.0845 | 40.8343 | 32.6174 | 24.4298 | 16.2671 | 8.1252 | 0 | 90.0581 | 180.0234 | 269.9415 | 359.858 | 449.8185 | 539.8686 | 630.0537 | 720.4193 | 811.011 | 901.8742 | 921.7154 | 941.9932 | 962.717 | 983.8968 | 1005.5425 | 1027.6644 | 1050.2731 | 1073.3791 | 1096.9934 | 1121.1273 | 1145.7921 | 1170.9995 | 1196.7615 | 1223.0902 | 1249.9982 | 1277.4982 | 1305.6031 | 1334.3264 | 1363.6816 | 1393.6826 | 1424.3436 | 1455.6791 | 1487.7041 | 1520.4336 | 1553.8831 | 1588.0685 | 1623.0061 | 1658.7122 | 1695.2039 | 1732.4983 | 1770.6133 | 1809.5668 | 1849.3773 | 1890.0636 | 1931.645 | 1974.1412 | 2017.5723 | 2061.9588 | 2107.3219 | 2153.683 | 2201.0641 | 2249.4875 | 2298.9762 | 2349.5537 | 2401.2438 | 2454.0712 | 2203.4304 | 1954.2917 | 1706.5264 | 1460.007 | 1214.6065 | 970.199 | 726.659 | 483.8619 | 241.6835 | 0 | 10757.0093 | 10056.5619 | 9362.2875 | 8673.8249 | 7990.8164 | 7312.9074 | 6639.7467 | 5970.9859 | 5306.2792 | 4645.2838 | 4747.48 | 4851.9246 | 4958.6669 | 5067.7576 | 5179.2483 | 5293.1917 | 5409.6419 | 5528.6541 | 5650.2845 | 5774.5907 | 5901.6317 | 6031.4676 | 6164.1599 | 6299.7714 | 6438.3664 | 6580.0104 | 6724.7707 | 6872.7156 | 7023.9154 | 7178.4415 | 7336.3672 | 7497.7673 | 7662.7182 | 7831.298 | 8003.5865 | 8179.6654 | 8359.6181 | 8543.5297 | 8731.4873 | 8923.5801 | 9119.8988 | 9320.5366 | 9525.5884 | 9735.1513 | 9949.3247 | 10168.2098 | 10391.9104 | 10620.5325 | 10854.1842 | 11092.9762 | 11337.0217 | 11586.4362 | 11841.3378 | 12101.8472 | 12368.0878 | 12640.1858 | 5197.3945 | 4609.7325 | 4025.3102 | 3443.8265 | 2864.9823 | 2288.4802 | 1714.0245 | 1141.3209 | 570.0767 | 0 | 103.6495 | 206.0719 | 297.1126 | 392.7889 | 493.4933 | 591.8168 | 689.3283 | 786.6529 | 883.8403 | 980.9397 | 1000.5585 | 1020.5697 | 1040.981 | 1061.8007 | 1083.0367 | 1104.6974 | 1126.7914 | 1149.3272 | 1172.3137 | 1195.76 | 1219.6752 | 1244.0687 | 1268.9501 | 1294.3291 | 1320.2157 | 1346.62 | 1373.5524 | 1401.0234 | 1429.0439 | 1457.6248 | 1486.7773 | 1519.4864 | 1552.9151 | 1587.0792 | 1621.995 | 1657.6788 | 1694.1478 | 1731.419 | 1769.5102 | 1808.4395 | 1848.2251 | 1888.8861 | 1930.4416 | 1972.9113 | 2016.3154 | 2060.6743 | 2106.0091 | 2152.3413 | 2199.6928 | 2248.0861 | 2297.544 | 2348.0899 | 2399.7479 | 2452.5424 | 2506.4983 | 2561.6413 | 2300.0141 | 2039.9547 | 1781.3291 | 1524.0039 | 1267.8467 | 1012.726 | 758.5109 | 505.0712 | 252.2772 | 0 |  | 0 | 0 | 0 | 0 | 0 | 0 | 0 | 0 | 0 | 0 | 0 | 0 | 0 | 0 | 0 | 0 | 0 | 0 | 0 | 0 | 0 | 0 | 0 | 0 | 0 | 0 | 0 | 0 | 0 | 0 | 0 | 0 | 0 | 0 | 0 | 0 | 0 | 0 | 0 | 0 | 0 | 0 | 0 | 0 | 0 | 0 | 0 | 0 | 0 | 0 | 0 | 0 | 0 | 0 | 0 | 0 | 0 | 0 | 0 | 0 | 0 | 0 | 0 | 0 | 0 | 0 |  | 0 | 0 | 0 | 0 | 0 | 0 | 0 | 0 | 0 | 0 | 0 | 0 | 0 | 0 | 0 | 0 | 0 | 0 | 0 | 0 | 0 | 0 | 0 | 0 | 0 | 0 | 0 | 0 | 0 | 0 | 0 | 0 | 0 | 0 | 0 | 0 | 0 | 0 | 0 | 0 | 0 | 0 | 0 | 0 | 0 | 0 | 0 | 0 | 0 | 0 | 0 | 0 | 0 | 0 | 0 | 0 | 0 | 0 | 0 | 0 | 0 | 0 | 0 | 0 | 0 | 0 | [67 empty] | 17595.6702 | 16284.686 | 15453.254 | 13776.3993 | 11627.7522 | 10252.8082 | 9081.4504 | 7603.1418 | 6133.3376 | 4818.8034 | 4998.3082 | 4992.8799 | 5212.5455 | 5044.7442 | 5454.8696 | 5414.0362 | 5770.8688 | 5634.152 | 5653.7813 | 6074.1093 | 6188.4414 | 6415.4551 | 6734.8052 | 6518.9103 | 6683.9954 | 7100.1499 | 6970.9744 | 7135.5727 | 7399.7185 | 7843.2124 | 7679.7384 | 7696.5674 | 8074.8978 | 8572.5771 | 8559.7832 | 9108.0709 | 9294.514 | 9499.538 | 9220.9988 | 10046.2316 | 9630.895 | 10586.9396 | 10075.1938 | 10977.3731 | 10828.5562 | 10978.1492 | 11451.1488 | 11253.0481 | 11831.1257 | 11752.2142 | 12049.2806 | 12332.9392 | 12604.6414 | 13086.7525 | 13606.5632 | 13861.3508 | 1044.891 | 948.5853 | 787.4467 | 1.2882e-17 | 1.052e-17 | 8.4159e-18 | 5.9206e-18 | 4.0945e-18 | 1.9584e-18 |  | 17671.4523 | 15560.4395 | 14570.9771 | 13593.7572 | 11888.1008 | 9827.1356 | 9251.303 | 7291.1663 | 6290.767 | 4808.7543 | 4777.294 | 5036.7428 | 5035.2673 | 5139.6269 | 5268.0544 | 5437.9026 | 5264.1574 | 5538.9249 | 5767.2647 | 6057.3835 | 5982.4775 | 6342.113 | 6556.3147 | 6720.4363 | 6469.7965 | 6866.7944 | 7066.4684 | 7189.0027 | 7340.859 | 7244.9025 | 7131.8824 | 7403.1765 | 7728.1491 | 8197.3711 | 7983.4258 | 8456.6354 | 8408.7657 | 8244.8935 | 9007.9753 | 8857.7791 | 9522.242 | 9368.754 | 9493.6548 | 9583.4708 | 9946.4202 | 10113.7457 | 10685.4804 | 10478.3709 | 10723.3294 | 11218.9697 | 11113.8621 | 11786.3691 | 11955.3381 | 12649.6889 | 13102.5987 | 12681.8584 | 981.1885 | 846.5245 | 768.2267 | 1.2182e-17 | 9.8199e-18 | 7.7022e-18 | 5.6375e-18 | 3.5823e-18 | 1.8817e-18 |  | 16854.9166 | 16427.9604 | 14342.4146 | 12542.6943 | 11469.6051 | 10067.3312 | 8346.4595 | 7143.2156 | 6045.1353 | 4442.5018 | 4512.8424 | 4731.8691 | 4819.7554 | 5047.8607 | 5271.5455 | 5432.8161 | 5180.416 | 5592.1789 | 5597.761 | 5574.1358 | 5883.0836 | 6137.4959 | 6115.45 | 6201.1291 | 6357.0532 | 6566.4027 | 6418.5939 | 6822.1629 | 6545.2932 | 6902.5773 | 7357.414 | 7474.5786 | 7733.9427 | 7563.9779 | 8077.214 | 7829.2639 | 8216.1205 | 8873.2087 | 8568.722 | 8946.8632 | 9027.9368 | 9333.3519 | 9753.1681 | 9843.5504 | 10039.5367 | 10401.6957 | 10589.4052 | 10808.2484 | 11202.2389 | 10592.1596 | 11736.7015 | 11241.2223 | 12281.7709 | 12249.6065 | 12781.9242 | 12589.9243 | 932.1149 | 879.2004 | 745.7475 | 1.2159e-17 | 9.779e-18 | 7.8526e-18 | 5.8212e-18 | 3.5122e-18 | 1.8134e-18
OH-1PH | 22.52% | 22.56% | BV-G44 | Springfield | 204901 | 204901: L434 P3 | 776981 | 489712 | 1PH | OH | 4.5 | Zone 3 | 113 | 2259492 |  |  |  |  | 2625349.5418 |  | 2175227.2112 | 450122.3306 | 138733.0713 | 16962.5678 | 0 | 85106.9496 | 2612570.898 | 0 | 0 | 1006.0572 | 135638.5091 | 139504.3813 | 142958.7315 |  |  |  |  | 24445.5438 | 48830.4866 | 73071.6543 | 97195.0189 | 121224.9428 | 145184.3111 | 169094.6393 | 192976.1823 | 216840.2181 | 240688.0672 | 234130.9157 | 227632.191 | 221294.9155 | 215086.4232 | 208976.0405 | 202934.9216 | 196935.9148 | 190953.4261 | 184973.012 | 178992.598 | 173074.5641 | 167345.0152 | 161870.4782 | 156656.5633 | 151709.0042 | 147033.6607 | 142636.5216 | 138523.7073 | 134701.4731 | 131176.2116 | 127876.911 | 124653.4864 | 121430.0618 | 118206.6373 | 114983.2127 | 111759.7881 | 108536.3636 | 105312.939 | 102089.5144 | 98866.0898 | 95642.6653 | 92419.2407 | 89195.8161 | 85972.3916 | 82748.967 | 79525.5424 | 76302.1179 | 73078.6933 | 69855.2687 | 66631.8442 | 59035.2869 | 51634.2235 | 44432.9547 | 37435.876 | 30647.4797 | 24072.3567 | 17715.1989 | 11580.8018 | 5674.066 | 7.9761e-12 | 7.9761e-12 | 7.9761e-12 | 7.9761e-12 | 0 | 0 | 0 | 3649.0796 | 7378.4389 | 11189.8441 | 15085.1003 | 19066.0521 | 23134.5848 | 27292.6253 | 31542.1426 | 31542.1426 | 40323.7022 | 40323.7022 | 40323.7022 | 40323.7022 | 40323.7022 | 40323.7022 | 40323.7022 | 40323.7022 | 40323.7022 | 40323.7022 | 40323.7022 | 40323.7022 | 40323.7022 | 40323.7022 | 40323.7022 | 40323.7022 | 40323.7022 | 40323.7022 | 40323.7022 | 40323.7022 | 40323.7022 | 40323.7022 | 40323.7022 | 40323.7022 | 40323.7022 | 40323.7022 | 40323.7022 | 40323.7022 | 40323.7022 | 40323.7022 | 40323.7022 | 40323.7022 | 40323.7022 | 40323.7022 | 40323.7022 | 40323.7022 | 40323.7022 | 40323.7022 | 40323.7022 | 40323.7022 | 40323.7022 | 36674.6226 | 32945.2633 | 29133.858 | 25238.6019 | 21257.6501 | 17189.1174 | 13031.0769 | 8781.5596 | 4438.5529 | 0 | 0 | 0 | 0 | 0 | 0 | 0 | 15392.9806 | 14779.3533 | 13005.4157 | 12775.9178 | 11656.1318 | 10448.7058 | 8787.9443 | 7564.661 | 6555.5587 | 5715.8198 | 5586.9338 | 5604.077 | 6264.1676 | 6168.106 | 6038.9367 | 6206.9103 | 6467.6635 | 6610.3774 | 6909.7874 | 6852.1568 | 7139.3092 | 7528.1758 | 7633.8249 | 7878.0529 | 8118.3613 | 7956.2671 | 8544.9234 | 8533.3765 | 8439.8939 | 8678.0491 | 9184.8312 | 9506.536 | 9373.4652 | 9311.1216 | 10329.9122 | 10675.1906 | 10893.5489 | 10814.1126 | 11477.4356 | 11693.3485 | 11169.7047 | 12152.7552 | 11770.6656 | 12534.4336 | 12345.8419 | 12744.4889 | 13434.3035 | 3742.7609 | 3496.0675 | 2943.234 | 2524.145 | 2025.4147 | 1626.7181 | 1246.2049 | 872.9314 | 425.5429 | 0 | 0 | 0 | 0 | 0 | 0 | 0 | 0 | 0 |  | 1525.8061 | 1443.2039 | 1361.46 | 1280.5317 | 1200.3768 | 1120.9534 | 1042.2201 | 964.136 | 886.6606 | 809.7536 | 827.5682 | 845.7747 | 864.3818 | 883.3982 | 902.8329 | 922.6952 | 942.9945 | 963.7404 | 984.9427 | 1006.6114 | 1028.7569 | 1051.3895 | 1074.5201 | 1098.1596 | 1122.3191 | 1147.0101 | 1172.2443 | 1198.0337 | 1224.3904 | 1251.327 | 1278.8562 | 1306.9911 | 1335.7449 | 1365.1312 | 1395.1641 | 1425.8577 | 1457.2266 | 1489.2856 | 1522.0499 | 1555.535 | 1589.7567 | 1624.7314 | 1660.4755 | 1697.0059 | 1734.3401 | 1772.4956 | 1811.4905 | 916.4935 | 812.8669 | 709.8116 | 607.2744 | 505.2027 | 403.544 | 302.2461 | 201.2572 | 100.5257 | 0 | 0 | 0 | 0 | 0 | 0 | 0 | 0 | 0 | 0 | 0 | 0 | 0 | 0 | 0 | 0 | 0 | 0 | 0 | 0 | 0 | 0 | 0 | 0 | 0 | 0 | 0 | 0 | 0 | 0 | 0 | 0 | 0 | 0 | 0 | 0 | 0 | 0 | 0 | 0 | 0 | 0 | 0 | 0 | 0 | 0 | 0 | 0 | 0 | 0 | 0 | 0 | 0 | 0 | 0 | 0 | 0 | 0 | 0 | 0 | 0 | 0 | 0 | 0 | 0 | 0 | 0 | 0 | 0 | 0 | 0 | 0 | 0 | 0 | 0 | 0 | 0 | 0 | 0 | 0 | 0 | 0 | 0 | 0 | 0 | 0 | 0 | 0 | 0 | 0 | 0 | 0 | 0 | 0 | 0 | 0 | 0 | 0 | 0 | 0 | 0 | 0 | 0 | 0 | 0 | 0 | 0 | 0 | 0 | 0 | 0 | 0 | 0 | 0 | 0 | 0 | 0 | 0 | 0 | 0 | 0 | 0 | 0 | 0 | 0 | 0 | 0 | 0 | 0 | 0 | 0 | 0 | 0 | 0 | 0 | 0 | 0 | 0 | 0 | 0 | 0 | 0 | 0 | 0 | 0 | 0 | 0 | 0 | 0 | 0 | 0 | 0 | 0 | 0 | 0 | 0 | 0 | 0 | 0 | 0 | 0 | 0 | 0 | 0 | 0 | 0 | 0 | 0 | 0 | 0 | 0 | 0 | 0 | 0 | 0 | 0 | 0 | 0 | 0 | 0 | 0 | 0 | 0 | 0 | 0 | 0 | 0 | 0 | 0 | 0 | 0 | 0 | 0 | 0 | 0 | 0 | 0 | 0 | 0 | 0 | 0 | 0 | 0 | 0 | 0 | 0 | 0 | 0 | 0 | 0 | 0 | 0 | 0 | 0 | 0 | 0 | 0 | 0 | 0 | 0 | 0 | 0 | 0 | 0 | 0 | 0 | 0 | 0 | 0 | 0 | 0 | 0 | 0 | 0 | 0 | 0 | 0 | 0 | 0 | 0 | 0 | 0 | 0 | 0 | 0 | 0 | 0 | 0 | 0 | 0 | 0 | 0 | 0 | 0 | 0 | 0 | 0 | 0 | 0 | 0 | 0 | 0 | 0 | 0 | 0 | 0 | 0 | 0 | 0 | 0 | 0 | 0 | 0 | 0 | 0 | 0 | 0 | 0 | 0 | 0 | 0 | 0 | 0 | 0 | 0 | 0 | 0 | 0 | 0 | 0 | 0 | 0 | 0 | 0 | 0 | 0 | 0 | 0 | 0 | 0 | 0 | 0 | 0 | 0 | 0 | 0 | 0 | 0 | 0 | 0 | 0 | 0 | 0 | 0 | 0 | 0 | 0 | 0 | 0 | 0 | 0 | 0 | 0 | 0 | 0 | 0 | 0 | 0 | 0 | 0 | 0 | 0 | 0 | 0 | 0 | 0 | 0 | 0 | 0 | 0 | 0 | 0 | 0 | 0 | 0 | 0 | 0 | 0 | 0 | 0 | 0 | 0 | 0 | 0 | 0 | 0 | 0 | 0 | 0 | 0 | 0 | 0 | 0 | 0 | 0 | 0 | 0 | 0 | 0 | 0 | 0 | 0 | 0 | 0 | 0 | 0 | 0 | 0 | 0 | 0 | 0 | 0 | 0 | 0 | 0 | 0 | 0 | 0 | 0 | 0 | 0 | 0 | 0 | 0 | 0 | 0 | 0 | 0 | 0 | 0 | 0 | 0 | 0 | 0 | 0 | 0 | 7.7149 | 15.3385 | 22.1149 | 29.2363 | 36.732 | 44.0505 | 51.3085 | 58.5527 | 65.7866 | 73.0139 | 74.4742 | 75.9637 | 77.483 | 79.0326 | 80.6133 | 82.2255 | 83.8701 | 85.5475 | 87.2584 | 89.0036 | 90.7836 | 92.5993 | 94.4513 | 96.3403 | 98.2671 | 100.2325 | 102.2371 | 104.2819 | 106.3675 | 108.4949 | 110.6648 | 113.0994 | 115.5876 | 118.1305 | 120.7294 | 123.3854 | 126.0999 | 128.8741 | 131.7093 | 134.6069 | 137.5683 | 140.5948 | 143.6879 | 146.849 | 150.0797 | 153.3814 | 156.7558 | 140.7459 | 124.832 | 109.0058 | 93.2591 | 77.584 | 61.9723 | 46.4159 | 30.9071 | 15.4377 | 0 | 0 | 0 | 0 | 0 | 0 | 0 | 0 | 0 | 0 |  | 0 | 0 | 0 | 0 | 0 | 0 | 0 | 0 | 0 | 0 | 0 | 0 | 0 | 0 | 0 | 0 | 0 | 0 | 0 | 0 | 0 | 0 | 0 | 0 | 0 | 0 | 0 | 0 | 0 | 0 | 0 | 0 | 0 | 0 | 0 | 0 | 0 | 0 | 0 | 0 | 0 | 0 | 0 | 0 | 0 | 0 | 0 | 0 | 0 | 0 | 0 | 0 | 0 | 0 | 0 | 0 | 0 | 0 | 0 | 0 | 0 | 0 | 0 | 0 | 0 | 0 |  | 0 | 0 | 0 | 0 | 0 | 0 | 0 | 0 | 0 | 0 | 0 | 0 | 0 | 0 | 0 | 0 | 0 | 0 | 0 | 0 | 0 | 0 | 0 | 0 | 0 | 0 | 0 | 0 | 0 | 0 | 0 | 0 | 0 | 0 | 0 | 0 | 0 | 0 | 0 | 0 | 0 | 0 | 0 | 0 | 0 | 0 | 0 | 0 | 0 | 0 | 0 | 0 | 0 | 0 | 0 | 0 | 0 | 0 | 0 | 0 | 0 | 0 | 0 | 0 | 0 | 0 | [67 empty] | 15976.5564 | 14939.9339 | 14352.1616 | 12985.185 | 11160.218 | 10066.4896 | 9181.21 | 7993.4293 | 6812.7054 | 5815.8074 | 6032.4515 | 6025.9 | 6291.0143 | 6088.4951 | 6583.4749 | 6534.1931 | 6964.8539 | 6799.8505 | 6823.5411 | 7330.8344 | 7468.8216 | 7742.8041 | 8128.2273 | 7867.6641 | 8066.9052 | 8569.1614 | 8413.2597 | 8611.9132 | 8930.7104 | 9465.9626 | 9268.6661 | 9288.9769 | 9745.5833 | 10346.2319 | 10330.791 | 10992.5186 | 11217.5365 | 11464.9797 | 11128.8112 | 12124.7836 | 11623.5144 | 12777.3632 | 12159.7379 | 13248.577 | 13068.9701 | 13249.5136 | 13820.3762 | 3792.595 | 3460.4415 | 2936.9589 | 2520.7531 | 2100.2238 | 1677.6594 | 1276.5098 | 864.7301 | 430.5388 | 0 | 0 | 0 | 0 | 0 | 0 | 0 | 0 | 0 |  | 16045.3652 | 14275.494 | 13532.7497 | 12813.0326 | 11410.0983 | 9648.5525 | 9352.9284 | 7665.4393 | 6987.5727 | 5803.6791 | 5765.7097 | 6078.8382 | 6077.0574 | 6203.0089 | 6358.0078 | 6562.9974 | 6353.3046 | 6684.9211 | 6960.504 | 7310.6481 | 7220.2441 | 7654.2877 | 7912.8074 | 8110.8857 | 7808.3888 | 8287.525 | 8528.5112 | 8676.3978 | 8859.6729 | 8743.8632 | 8607.4593 | 8934.8839 | 9327.0929 | 9893.3962 | 9635.1859 | 10206.302 | 10148.5281 | 9950.7509 | 10871.7134 | 10690.4418 | 11492.3811 | 11307.1366 | 11457.8793 | 11566.2781 | 12004.3213 | 12206.2662 | 12896.292 | 3531.5069 | 3136.4263 | 2803.6975 | 2325.0602 | 2007.1462 | 1591.2381 | 1233.8777 | 832.7019 | 393.9033 | 0 | 0 | 0 | 0 | 0 | 0 | 0 | 0 | 0 |  | 15303.9653 | 15071.377 | 13320.4731 | 11822.3349 | 11008.4297 | 9884.3832 | 8438.1452 | 7509.894 | 6714.7334 | 5361.6495 | 5446.5434 | 5710.8866 | 5816.9564 | 6092.2563 | 6362.2212 | 6556.8585 | 6252.2371 | 6749.1932 | 6755.9303 | 6727.4171 | 7100.2857 | 7407.3356 | 7380.7284 | 7484.1345 | 7672.3191 | 7924.9826 | 7746.5924 | 8233.6593 | 7899.5057 | 8330.7114 | 8879.6532 | 9021.059 | 9334.0851 | 9128.9548 | 9748.3789 | 9449.1281 | 9916.0249 | 10709.0637 | 10341.5792 | 10797.9573 | 10895.8049 | 11264.4099 | 11771.0855 | 11880.1679 | 12116.7035 | 12553.7926 | 12780.339 | 3642.685 | 3276.5007 | 2647.0533 | 2455.3604 | 1914.3111 | 1634.6858 | 1194.8528 | 812.3223 | 391.0478 | 0 | 0 | 0 | 0 | 0 | 0 | 0 | 0 | 0
OH-1PH | 15.06% | 15.04% | SB-G91 | Rutland | 204902 | 204902: L88 Rt100A, Spacer and CI | 532550 | 0 | 1PH | OH | 3 | Zone 3 | 135 | 1510218 |  |  |  |  | 1754752.8977 |  | 1453896.4017 | 300856.496 | 92488.7142 | 10131.3716 | 0 | 83557.1716 | 3893024.5976 | 0 | 0 | 670.7048 | 90425.6727 | 93002.9209 | 95305.821 |  |  |  |  | 16339.1153 | 32637.7255 | 48840.2382 | 64964.0127 | 81025.3325 | 97039.4938 | 113020.8772 | 128983.021 | 144933.4631 | 160873.0863 | 156490.363 | 152146.6915 | 147910.9307 | 143761.2472 | 139677.1389 | 135639.3257 | 131629.6598 | 127631.0344 | 123633.7957 | 119636.5569 | 115681.0124 | 111851.449 | 108192.3325 | 104707.4129 | 101400.5223 | 98275.5774 | 95336.5811 | 92587.6242 | 90032.8876 | 87676.6441 | 85471.4302 | 83316.9309 | 81162.4317 | 79007.9324 | 76853.4332 | 74698.934 | 72544.4347 | 70389.9355 | 68235.4362 | 66080.937 | 63926.4377 | 61771.9385 | 59617.4393 | 57462.94 | 55308.4408 | 53153.9415 | 50999.4423 | 48844.943 | 46690.4438 | 44535.9446 | 39458.4946 | 34511.7105 | 29698.4667 | 25021.7013 | 20484.4166 | 16089.6814 | 11840.6316 | 7740.4724 | 3792.4793 | 5.3312e-12 | 5.3312e-12 | 5.3312e-12 | 5.3312e-12 | 0 | 0 | 0 | 2439.0021 | 4931.6622 | 7479.1608 | 10082.7044 | 12743.526 | 15462.8856 | 18242.0712 | 21082.3988 | 21082.3988 | 26951.8904 | 26951.8904 | 26951.8904 | 26951.8904 | 26951.8904 | 26951.8904 | 26951.8904 | 26951.8904 | 26951.8904 | 26951.8904 | 26951.8904 | 26951.8904 | 26951.8904 | 26951.8904 | 26951.8904 | 26951.8904 | 26951.8904 | 26951.8904 | 26951.8904 | 26951.8904 | 26951.8904 | 26951.8904 | 26951.8904 | 26951.8904 | 26951.8904 | 26951.8904 | 26951.8904 | 26951.8904 | 26951.8904 | 26951.8904 | 26951.8904 | 26951.8904 | 26951.8904 | 26951.8904 | 26951.8904 | 26951.8904 | 26951.8904 | 26951.8904 | 26951.8904 | 26951.8904 | 26951.8904 | 24512.8884 | 22020.2283 | 19472.7296 | 16869.186 | 14208.3644 | 11489.0048 | 8709.8193 | 5869.4916 | 2966.6768 | 0 | 0 | 0 | 0 | 0 | 0 | 0 | 10261.9871 | 9852.9022 | 8670.2771 | 8517.2785 | 7770.7545 | 6965.8039 | 5858.6295 | 5043.1073 | 4370.3725 | 3810.5465 | 3724.6225 | 3736.0513 | 4176.1117 | 4112.0707 | 4025.9578 | 4137.9402 | 4311.7756 | 4406.9183 | 4606.5249 | 4568.1045 | 4759.5395 | 5018.7839 | 5089.2166 | 5252.0353 | 5412.2409 | 5304.178 | 5696.6156 | 5688.9177 | 5626.5959 | 5785.366 | 6123.2208 | 6337.6907 | 6248.9768 | 6207.4144 | 6886.6081 | 7116.7937 | 7262.3659 | 7209.4084 | 7651.6237 | 7795.5657 | 7446.4698 | 8101.8368 | 7847.1104 | 8356.2891 | 8230.5612 | 8496.3259 | 8956.2023 | 2495.1739 | 2330.7117 | 1962.156 | 1682.7633 | 1350.2765 | 1084.4787 | 830.8032 | 581.9542 | 283.6953 | 0 | 0 | 0 | 0 | 0 | 0 | 0 | 0 | 0 |  | 911.3307 | 861.9942 | 813.1704 | 764.8337 | 716.9589 | 669.521 | 622.4953 | 575.8574 | 529.583 | 483.6482 | 494.2884 | 505.1628 | 516.2764 | 527.6344 | 539.2424 | 551.1057 | 563.2301 | 575.6211 | 588.2848 | 601.2271 | 614.454 | 627.972 | 641.7874 | 655.9067 | 670.3367 | 685.0841 | 700.156 | 715.5594 | 731.3017 | 747.3903 | 763.8329 | 780.6372 | 797.8113 | 815.3631 | 833.3011 | 851.6337 | 870.3697 | 889.5178 | 909.0872 | 929.0871 | 949.527 | 970.4166 | 991.7658 | 1013.5846 | 1035.8835 | 1058.6729 | 1081.9637 | 547.4016 | 485.5077 | 423.955 | 362.7118 | 301.7466 | 241.028 | 180.525 | 120.2066 | 60.0418 | 0 | 0 | 0 | 0 | 0 | 0 | 0 | 0 | 0 | 0 | 0 | 0 | 0 | 0 | 0 | 0 | 0 | 0 | 0 | 0 | 0 | 0 | 0 | 0 | 0 | 0 | 0 | 0 | 0 | 0 | 0 | 0 | 0 | 0 | 0 | 0 | 0 | 0 | 0 | 0 | 0 | 0 | 0 | 0 | 0 | 0 | 0 | 0 | 0 | 0 | 0 | 0 | 0 | 0 | 0 | 0 | 0 | 0 | 0 | 0 | 0 | 0 | 0 | 0 | 0 | 0 | 0 | 0 | 0 | 0 | 0 | 0 | 0 | 0 | 0 | 0 | 0 | 0 | 0 | 0 | 0 | 0 | 0 | 0 | 0 | 0 | 0 | 0 | 0 | 0 | 0 | 0 | 0 | 0 | 0 | 0 | 0 | 0 | 0 | 0 | 0 | 0 | 0 | 0 | 0 | 0 | 0 | 0 | 0 | 0 | 0 | 0 | 0 | 0 | 0 | 0 | 0 | 0 | 0 | 0 | 0 | 0 | 0 | 0 | 0 | 0 | 0 | 0 | 0 | 0 | 0 | 0 | 0 | 0 | 0 | 0 | 0 | 0 | 0 | 0 | 0 | 0 | 0 | 0 | 0 | 0 | 0 | 0 | 0 | 0 | 0 | 0 | 0 | 0 | 0 | 0 | 0 | 0 | 0 | 0 | 0 | 0 | 0 | 0 | 0 | 0 | 0 | 0 | 0 | 0 | 0 | 0 | 0 | 0 | 0 | 0 | 0 | 0 | 0 | 0 | 0 | 0 | 0 | 0 | 0 | 0 | 0 | 0 | 0 | 0 | 0 | 0 | 0 | 0 | 0 | 0 | 0 | 0 | 0 | 0 | 0 | 0 | 0 | 0 | 0 | 0 | 0 | 0 | 0 | 0 | 0 | 0 | 0 | 0 | 0 | 0 | 0 | 0 | 0 | 0 | 0 | 0 | 0 | 0 | 0 | 0 | 0 | 0 | 0 | 0 | 0 | 0 | 0 | 0 | 0 | 0 | 0 | 0 | 0 | 0 | 0 | 0 | 0 | 0 | 0 | 0 | 0 | 0 | 0 | 0 | 0 | 0 | 0 | 0 | 0 | 0 | 0 | 0 | 0 | 0 | 0 | 0 | 0 | 0 | 0 | 0 | 0 | 0 | 0 | 0 | 0 | 0 | 0 | 0 | 0 | 0 | 0 | 0 | 0 | 0 | 0 | 0 | 0 | 0 | 0 | 0 | 0 | 0 | 0 | 0 | 0 | 0 | 0 | 0 | 0 | 0 | 0 | 0 | 0 | 0 | 0 | 0 | 0 | 0 | 0 | 0 | 0 | 0 | 0 | 0 | 0 | 0 | 0 | 0 | 0 | 0 | 0 | 0 | 0 | 0 | 0 | 0 | 0 | 0 | 0 | 0 | 0 | 0 | 0 | 0 | 0 | 0 | 0 | 0 | 0 | 0 | 0 | 0 | 0 | 0 | 0 | 0 | 0 | 0 | 0 | 0 | 0 | 0 | 0 | 0 | 0 | 0 | 0 | 0 | 0 | 0 | 0 | 0 | 0 | 0 | 0 | 0 | 0 | 0 | 0 | 0 | 0 | 0 | 0 | 0 | 0 | 0 | 0 | 0 | 0 | 0 | 0 | 0 | 0 | 0 | 0 | 0 | 0 | 0 | 0 | 0 | 0 | 0 | 0 | 0 | 0 | 0 | 0 | 0 | 0 | 0 | 0 | 0 | 0 | 0 | 0 | 0 | 0 | 0 | 0 | 0 | 5.1433 | 10.2257 | 14.7432 | 19.4909 | 24.488 | 29.367 | 34.2057 | 39.0351 | 43.8577 | 48.676 | 49.6495 | 50.6425 | 51.6553 | 52.6884 | 53.7422 | 54.817 | 55.9134 | 57.0316 | 58.1723 | 59.3357 | 60.5224 | 61.7329 | 62.9675 | 64.2269 | 65.5114 | 66.8217 | 68.1581 | 69.5212 | 70.9117 | 72.3299 | 73.7765 | 75.3996 | 77.0584 | 78.7537 | 80.4862 | 82.2569 | 84.0666 | 85.9161 | 87.8062 | 89.7379 | 91.7122 | 93.7298 | 95.7919 | 97.8993 | 100.0531 | 102.2543 | 104.5039 | 93.8306 | 83.2213 | 72.6705 | 62.1728 | 51.7227 | 41.3148 | 30.944 | 20.6047 | 10.2918 | 0 | 0 | 0 | 0 | 0 | 0 | 0 | 0 | 0 | 0 |  | 0 | 0 | 0 | 0 | 0 | 0 | 0 | 0 | 0 | 0 | 0 | 0 | 0 | 0 | 0 | 0 | 0 | 0 | 0 | 0 | 0 | 0 | 0 | 0 | 0 | 0 | 0 | 0 | 0 | 0 | 0 | 0 | 0 | 0 | 0 | 0 | 0 | 0 | 0 | 0 | 0 | 0 | 0 | 0 | 0 | 0 | 0 | 0 | 0 | 0 | 0 | 0 | 0 | 0 | 0 | 0 | 0 | 0 | 0 | 0 | 0 | 0 | 0 | 0 | 0 | 0 |  | 0 | 0 | 0 | 0 | 0 | 0 | 0 | 0 | 0 | 0 | 0 | 0 | 0 | 0 | 0 | 0 | 0 | 0 | 0 | 0 | 0 | 0 | 0 | 0 | 0 | 0 | 0 | 0 | 0 | 0 | 0 | 0 | 0 | 0 | 0 | 0 | 0 | 0 | 0 | 0 | 0 | 0 | 0 | 0 | 0 | 0 | 0 | 0 | 0 | 0 | 0 | 0 | 0 | 0 | 0 | 0 | 0 | 0 | 0 | 0 | 0 | 0 | 0 | 0 | 0 | 0 | [67 empty] | 10651.0376 | 9959.956 | 9568.1078 | 8656.79 | 7440.1453 | 6710.9931 | 6120.8067 | 5328.9528 | 4541.8036 | 3877.2049 | 4021.6343 | 4017.2667 | 4194.0095 | 4058.9967 | 4388.9833 | 4356.1287 | 4643.2359 | 4533.2337 | 4549.0274 | 4887.223 | 4979.2144 | 5161.8694 | 5418.8182 | 5245.1094 | 5377.9368 | 5712.7743 | 5608.8398 | 5741.2755 | 5953.8069 | 6310.6417 | 6179.1107 | 6192.6513 | 6497.0556 | 6897.4879 | 6887.194 | 7328.3457 | 7478.3577 | 7643.3198 | 7419.2075 | 8083.189 | 7749.0096 | 8518.2421 | 8106.4919 | 8832.3846 | 8712.6467 | 8833.0091 | 9213.5842 | 2528.3967 | 2306.961 | 1957.9726 | 1680.5021 | 1400.1492 | 1118.4396 | 851.0065 | 576.4867 | 287.0258 | 0 | 0 | 0 | 0 | 0 | 0 | 0 | 0 | 0 |  | 10696.9101 | 9516.996 | 9021.8331 | 8542.0217 | 7606.7322 | 6432.3683 | 6235.2856 | 5110.2929 | 4658.3818 | 3869.1194 | 3843.8065 | 4052.5588 | 4051.3716 | 4135.3392 | 4238.6719 | 4375.3316 | 4235.5364 | 4456.6141 | 4640.336 | 4873.7654 | 4813.4961 | 5102.8585 | 5275.2049 | 5407.2571 | 5205.5925 | 5525.0167 | 5685.6741 | 5784.2652 | 5906.4486 | 5829.2421 | 5738.3062 | 5956.5893 | 6218.0619 | 6595.5975 | 6423.4573 | 6804.2013 | 6765.6854 | 6633.8339 | 7247.809 | 7126.9612 | 7661.5874 | 7538.0911 | 7638.5862 | 7710.8521 | 8002.8808 | 8137.5108 | 8597.528 | 2354.338 | 2090.9509 | 1869.1317 | 1550.0401 | 1338.0975 | 1060.8254 | 822.5851 | 555.1346 | 262.6022 | 0 | 0 | 0 | 0 | 0 | 0 | 0 | 0 | 0 |  | 10202.6435 | 10047.5847 | 8880.3154 | 7881.5566 | 7338.9531 | 6589.5888 | 5625.4301 | 5006.596 | 4476.4889 | 3574.433 | 3631.029 | 3807.2577 | 3877.9709 | 4061.5042 | 4241.4808 | 4371.239 | 4168.1581 | 4499.4622 | 4503.9535 | 4484.9447 | 4733.5238 | 4938.2237 | 4920.4856 | 4989.423 | 5114.8794 | 5283.3218 | 5164.3949 | 5489.1062 | 5266.3371 | 5553.8076 | 5919.7688 | 6014.0393 | 6222.7234 | 6085.9699 | 6498.9192 | 6299.4188 | 6610.6832 | 7139.3758 | 6894.3861 | 7198.6382 | 7263.8699 | 7509.6066 | 7847.3904 | 7920.1119 | 8077.8023 | 8369.1951 | 8520.226 | 2428.4567 | 2184.3338 | 1764.7022 | 1636.907 | 1276.2074 | 1089.7905 | 796.5685 | 541.5482 | 260.6985 | 0 | 0 | 0 | 0 | 0 | 0 | 0 | 0 | 0
OH-3PH | 5.74% | 5.456% | CS-G34 | Royalton | 205188 | 205188: L.6 P .251X - P166 | 616175 | 0 | 3PH | OH | 2.8 | Zone 1 | 871 | 2073314 | Maineline Feeder backup to BE-G29 | 1877 customers on the BE-G29 would be backed up and 871 on the CS-G34 | BE-G29 | 1877 | 2409025.5508 |  | 1995992.4754 | 413033.0754 | 86322.7999 | 3659.0427 | 0 | 317926.0223 | 11972173.2306 | 129426.3412 | 4873821.1692 | 32748.2325 | 84397.2945 | 86802.7262 | 88952.0996 |  |  |  |  | 22431.2758 | 44806.944 | 67050.6839 | 89186.3275 | 111236.2296 | 133221.39 | 155161.5509 | 177075.2985 | 198972.9815 | 220855.8116 | 214838.9573 | 208875.7156 | 203060.62 | 197363.6961 | 191756.7978 | 186213.4559 | 180708.7563 | 175219.2137 | 169731.5748 | 164243.9359 | 158813.5372 | 153556.0927 | 148532.6474 | 143748.3496 | 139208.4603 | 134918.3565 | 130883.5336 | 127109.6077 | 123602.3185 | 120367.5322 | 117340.0878 | 114382.2676 | 111424.4473 | 108466.627 | 105508.8067 | 102550.9864 | 99593.1661 | 96635.3458 | 93677.5255 | 90719.7052 | 87761.8849 | 84804.0646 | 81846.2444 | 78888.4241 | 75930.6038 | 72972.7835 | 70014.9632 | 67057.1429 | 64099.3226 | 61141.5023 | 54170.8875 | 47379.6581 | 40771.7607 | 34351.2285 | 28122.1835 | 22088.8386 | 16255.499 | 10626.565 | 5206.5333 | 4.6989e-12 | 4.6989e-12 | 4.6989e-12 | 4.6989e-12 | 0 | 0 | 0 | 3348.4021 | 6770.4691 | 10267.8215 | 13842.1157 | 17495.0443 | 21228.3374 | 25043.763 | 28943.1278 | 28943.1278 | 37001.103 | 37001.103 | 37001.103 | 37001.103 | 37001.103 | 37001.103 | 37001.103 | 37001.103 | 37001.103 | 37001.103 | 37001.103 | 37001.103 | 37001.103 | 37001.103 | 37001.103 | 37001.103 | 37001.103 | 37001.103 | 37001.103 | 37001.103 | 37001.103 | 37001.103 | 37001.103 | 37001.103 | 37001.103 | 37001.103 | 37001.103 | 37001.103 | 37001.103 | 37001.103 | 37001.103 | 37001.103 | 37001.103 | 37001.103 | 37001.103 | 37001.103 | 37001.103 | 37001.103 | 37001.103 | 37001.103 | 37001.103 | 33652.7009 | 30230.6339 | 26733.2815 | 23158.9873 | 19506.0587 | 15772.7656 | 11957.3401 | 8057.9752 | 4072.8242 | 0 | 0 | 0 | 0 | 0 | 0 | 0 | 9577.8546 | 9196.042 | 8092.2586 | 7949.46 | 7252.7042 | 6501.417 | 5468.0542 | 4706.9002 | 4079.0143 | 3556.5101 | 3476.3143 | 3486.9812 | 3897.7043 | 3837.9326 | 3757.5606 | 3862.0775 | 4024.3239 | 4113.1237 | 4299.4233 | 4263.5642 | 4442.2369 | 4684.1983 | 4749.9355 | 4901.8996 | 5051.4248 | 4950.5662 | 5316.8412 | 5309.6565 | 5251.4895 | 5399.675 | 5715.0061 | 5915.178 | 5832.3784 | 5793.5868 | 6427.5009 | 6642.3408 | 6778.2082 | 6728.7812 | 7141.5155 | 7275.8613 | 6950.0384 | 7561.7144 | 7323.9697 | 7799.2031 | 7681.8572 | 7929.9042 | 8359.1222 | 2328.829 | 2175.3309 | 1831.3456 | 1570.5791 | 1260.2581 | 1012.1802 | 775.4164 | 543.1573 | 264.7823 | 0 | 0 | 0 | 0 | 0 | 0 | 0 | 0 | 0 |  | 329.1359 | 311.3175 | 293.6843 | 276.2271 | 258.9366 | 241.804 | 224.8202 | 207.9765 | 191.264 | 174.6742 | 178.517 | 182.4444 | 186.4582 | 190.5603 | 194.7526 | 199.0372 | 203.416 | 207.8911 | 212.4647 | 217.139 | 221.916 | 226.7982 | 231.7877 | 236.8871 | 242.0986 | 247.4247 | 252.8681 | 258.4312 | 264.1167 | 269.9272 | 275.8656 | 281.9347 | 288.1372 | 294.4763 | 300.9547 | 307.5757 | 314.3424 | 321.2579 | 328.3256 | 335.5488 | 342.9309 | 350.4753 | 358.1858 | 366.0659 | 374.1193 | 382.35 | 390.7617 | 197.6994 | 175.3458 | 153.1154 | 130.9969 | 108.9787 | 87.0496 | 65.1984 | 43.4138 | 21.6847 | 0 | 0 | 0 | 0 | 0 | 0 | 0 | 0 | 0 | 0 | 0 | 0 | 0 | 0 | 0 | 0 | 0 | 0 | 0 | 0 | 0 | 0 | 0 | 0 | 0 | 0 | 0 | 0 | 0 | 0 | 0 | 0 | 0 | 0 | 0 | 0 | 0 | 0 | 0 | 0 | 0 | 0 | 0 | 0 | 0 | 0 | 0 | 0 | 0 | 0 | 0 | 0 | 0 | 0 | 0 | 0 | 0 | 0 | 0 | 0 | 0 | 0 | 0 | 0 | 0 | 0 | 0 | 0 | 0 | 0 | 0 | 0 | 0 | 0 | 0 | 0 | 0 | 0 | 0 | 0 | 0 | 0 | 0 | 0 | 0 | 0 | 0 | 0 | 0 | 0 | 0 | 0 | 0 | 0 | 0 | 0 | 0 | 0 | 0 | 0 | 0 | 0 | 0 | 0 | 0 | 0 | 0 | 0 | 0 | 0 | 0 | 0 | 0 | 0 | 0 | 0 | 0 | 0 | 0 | 0 | 0 | 0 | 0 | 0 | 0 | 0 | 0 | 0 | 0 | 0 | 0 | 0 | 0 | 0 | 0 | 0 | 0 | 0 | 0 | 0 | 0 | 0 | 0 | 0 | 0 | 0 | 0 | 0 | 0 | 0 | 0 | 0 | 0 | 0 | 0 | 0 | 0 | 0 | 0 | 0 | 0 | 0 | 0 | 0 | 0 | 0 | 0 | 0 | 0 | 0 | 0 | 0 | 0 | 0 | 0 | 0 | 0 | 0 | 0 | 0 | 0 | 0 | 0 | 0 | 0 | 0 | 0 | 0 | 0 | 0 | 0 | 0 | 0 | 0 | 0 | 0 | 0 | 0 | 0 | 0 | 0 | 0 | 0 | 0 | 0 | 0 | 0 | 0 | 0 | 0 | 0 | 0 | 0 | 0 | 0 | 0 | 0 | 0 | 0 | 0 | 0 | 0 | 0 | 0 | 0 | 0 | 0 | 0 | 0 | 0 | 0 | 0 | 0 | 0 | 0 | 0 | 0 | 0 | 0 | 0 | 0 | 0 | 0 | 0 | 0 | 0 | 0 | 0 | 0 | 0 | 0 | 0 | 0 | 0 | 0 | 0 | 0 | 0 | 0 | 0 | 0 | 0 | 0 | 0 | 0 | 0 | 0 | 0 | 0 | 0 | 0 | 0 | 0 | 0 | 0 | 0 | 0 | 0 | 0 | 0 | 0 | 0 | 0 | 0 | 0 | 0 | 0 | 0 | 0 | 0 | 0 | 0 | 0 | 0 | 0 | 0 | 0 | 0 | 0 | 0 | 0 | 0 | 0 | 0 | 0 | 0 | 0 | 0 | 0 | 0 | 0 | 0 | 0 | 0 | 0 | 0 | 0 | 0 | 0 | 0 | 0 | 0 | 0 | 0 | 0 | 0 | 0 | 0 | 0 | 0 | 0 | 0 | 0 | 0 | 0 | 0 | 0 | 0 | 0 | 0 | 0 | 0 | 0 | 0 | 0 | 0 | 0 | 0 | 0 | 0 | 0 | 0 | 0 | 0 | 0 | 0 | 0 | 0 | 0 | 0 | 0 | 0 | 0 | 0 | 0 | 0 | 0 | 0 | 0 | 0 | 0 | 0 | 0 | 0 | 0 | 0 | 0 | 0 | 0 | 0 | 0 | 0 | 0 | 0 | 0 | 0 | 0 | 0 | 0 | 0 | 0 | 0 | 0 | 0 | 0 | 0 | 0 | 0 | 0 | 0 | 0 | 0 | 0 | 0 | 0 | 0 | 251.1283 | 499.2838 | 719.8627 | 951.6732 | 1195.6658 | 1433.8903 | 1670.147 | 1905.9511 | 2141.4227 | 2376.6811 | 2424.2147 | 2472.699 | 2522.153 | 2572.5961 | 2624.048 | 2676.5289 | 2730.0595 | 2784.6607 | 2840.3539 | 2897.161 | 2955.1042 | 3014.2063 | 3074.4904 | 3135.9802 | 3198.6998 | 3262.6738 | 3327.9273 | 3394.4859 | 3462.3756 | 3531.6231 | 3602.2556 | 3681.5052 | 3762.4983 | 3845.2733 | 3929.8693 | 4016.3264 | 4104.6856 | 4194.9886 | 4287.2784 | 4381.5985 | 4477.9937 | 4576.5096 | 4677.1928 | 4780.091 | 4885.253 | 4992.7286 | 5102.5686 | 4581.4298 | 4063.414 | 3548.254 | 3035.6844 | 2525.4414 | 2017.2629 | 1510.8883 | 1006.0583 | 502.5145 | 0 | 0 | 0 | 0 | 0 | 0 | 0 | 0 | 0 | 0 |  | 0 | 0 | 0 | 0 | 0 | 0 | 7548.0989 | 8630.6869 | 9715.9828 | 10804.5322 | 11042.2319 | 11285.161 | 11533.4345 | 11787.1701 | 12046.4878 | 12311.5106 | 12582.3638 | 12859.1758 | 13142.0777 | 13431.2034 | 13726.6898 | 14028.677 | 14337.3079 | 14652.7287 | 14975.0887 | 15304.5407 | 15641.2406 | 15985.3479 | 16337.0255 | 16696.4401 | 17063.7617 | 17439.1645 | 17822.8261 | 18214.9283 | 18615.6567 | 19025.2012 | 19443.7556 | 19871.5182 | 20308.6916 | 20755.4828 | 21212.1035 | 21678.7697 | 22155.7027 | 22643.1281 | 23141.2769 | 23650.385 | 24170.6935 | 0 | 0 | 0 | 0 | 0 | 0 | 0 | 0 | 0 | 0 | 0 | 0 | 0 | 0 | 0 | 0 | 0 | 0 | 0 |  | 0 | 0 | 0 | 0 | 0 | 0 | 284239.5431 | 325006.6741 | 365875.7725 | 406867.3897 | 415818.4723 | 424966.4786 | 434315.7412 | 443870.6875 | 453635.8426 | 463615.8311 | 473815.3794 | 484239.3178 | 494892.5828 | 505780.2196 | 516907.3844 | 528279.3469 | 539901.4925 | 551779.3253 | 563918.4705 | 576324.6768 | 589003.8197 | 601961.9038 | 615205.0657 | 628739.5771 | 642571.8478 | 656708.4284 | 671156.0139 | 685921.4462 | 701011.718 | 716433.9758 | 732195.5233 | 748303.8248 | 764766.5089 | 781591.3721 | 798786.3823 | 816359.6827 | 834319.5957 | 852674.6268 | 871433.4686 | 890605.0049 | 910198.315 | 0 | 0 | 0 | 0 | 0 | 0 | 0 | 0 | 0 | 0 | 0 | 0 | 0 | 0 | 0 | 0 | 0 | 0 | 0 | [67 empty] | 9940.9684 | 9295.9589 | 8930.2339 | 8079.6707 | 6944.1356 | 6263.5935 | 5712.7529 | 4973.6893 | 4239.0167 | 3618.7246 | 3753.5254 | 3749.4489 | 3914.4089 | 3788.3969 | 4096.3844 | 4065.7202 | 4333.6868 | 4231.0181 | 4245.7589 | 4561.4081 | 4647.2668 | 4817.7448 | 5057.5637 | 4895.4354 | 5019.4077 | 5331.9227 | 5234.9171 | 5358.5238 | 5556.8865 | 5889.9323 | 5767.17 | 5779.8079 | 6063.9185 | 6437.6554 | 6428.0477 | 6839.7894 | 6979.8005 | 7133.7652 | 6924.5936 | 7544.3098 | 7232.4089 | 7950.3593 | 7566.0591 | 8243.559 | 8131.8036 | 8244.1418 | 8599.3452 | 2359.8369 | 2153.1636 | 1827.4411 | 1568.4686 | 1306.8059 | 1043.8769 | 794.2728 | 538.0543 | 267.8908 | 0 | 0 | 0 | 0 | 0 | 0 | 0 | 0 | 0 |  | 9983.7828 | 8882.5296 | 8420.3776 | 7972.5536 | 7099.6167 | 6003.5438 | 5819.5999 | 4769.6067 | 4347.823 | 3611.1781 | 3587.5527 | 3782.3882 | 3781.2802 | 3859.65 | 3956.0938 | 4083.6428 | 3953.1673 | 4159.5065 | 4330.9803 | 4548.8477 | 4492.5963 | 4762.6679 | 4923.5246 | 5046.7733 | 4858.553 | 5156.6823 | 5306.6292 | 5398.6475 | 5512.6854 | 5440.626 | 5355.7525 | 5559.4833 | 5803.5245 | 6155.891 | 5995.2268 | 6350.5879 | 6314.6397 | 6191.5783 | 6764.6217 | 6651.8304 | 7150.8149 | 7035.5517 | 7129.3471 | 7196.7953 | 7469.3555 | 7595.0101 | 8024.3595 | 2197.3821 | 1951.5542 | 1744.5229 | 1446.7041 | 1248.891 | 990.1037 | 767.7461 | 518.1256 | 245.0954 | 0 | 0 | 0 | 0 | 0 | 0 | 0 | 0 | 0 |  | 9522.4673 | 9377.7457 | 8288.2943 | 7356.1195 | 6849.6896 | 6150.2828 | 5250.4015 | 4672.8229 | 4178.0563 | 3336.1375 | 3388.9604 | 3553.4405 | 3619.4395 | 3790.7373 | 3958.7154 | 4079.8231 | 3890.2809 | 4199.498 | 4203.69 | 4185.9484 | 4417.9556 | 4609.0088 | 4592.4533 | 4656.7948 | 4773.8874 | 4931.1003 | 4820.1019 | 5123.1658 | 4915.248 | 5183.5537 | 5525.1175 | 5613.1034 | 5807.8752 | 5680.2386 | 6065.658 | 5879.4575 | 6169.971 | 6663.4174 | 6434.7604 | 6718.729 | 6779.6119 | 7008.9662 | 7324.231 | 7392.1045 | 7539.2822 | 7811.2487 | 7952.2109 | 2266.5596 | 2038.7116 | 1647.0554 | 1527.7798 | 1191.1269 | 1017.1378 | 743.4639 | 505.445 | 243.3186 | 0 | 0 | 0 | 0 | 0 | 0 | 0 | 0 | 0
OH-3PH | 3.877% | 3.702% | CS-G34 | Royalton | 205534 | 205534: L6 P126 to P66 | 615615 | 617660 | 3PH | OH | 1.9 | Zone 1 | 244 | 1400395 |  |  | BE-G29 | 1877 | 1627147.3285 |  | 1348169.1063 | 278978.2221 | 58576.1857 | 1025.0361 | 0 | 89063.0878 | 3353857.9429 | 0 | 0 | 22222.0149 | 57269.5927 | 58901.8499 | 60360.3533 |  |  |  |  | 15150.9354 | 30264.3113 | 45288.5778 | 60239.832 | 75133.1732 | 89982.7852 | 104802.003 | 119603.3802 | 134393.9068 | 149174.4011 | 145110.3893 | 141082.5894 | 137154.8531 | 133306.9343 | 129519.8223 | 125775.6387 | 122057.5556 | 118349.7101 | 114643.1504 | 110936.5907 | 107268.6932 | 103717.6156 | 100324.5899 | 97093.0935 | 94026.6798 | 91128.9809 | 88403.7083 | 85854.6554 | 83485.6992 | 81300.8016 | 79255.9508 | 77258.1266 | 75260.3025 | 73262.4784 | 71264.6542 | 69266.8301 | 67269.006 | 65271.1818 | 63273.3577 | 61275.5336 | 59277.7094 | 57279.8853 | 55282.0612 | 53284.237 | 51286.4129 | 49288.5888 | 47290.7646 | 45292.9405 | 43295.1164 | 41297.2922 | 36589.0743 | 32002.0201 | 27538.7953 | 23202.124 | 18994.7906 | 14919.6403 | 10979.5813 | 7177.5855 | 3516.6903 | 3.1738e-12 | 3.1738e-12 | 3.1738e-12 | 3.1738e-12 | 0 | 0 | 0 | 2261.6379 | 4573.0319 | 6935.2765 | 9349.4905 | 11816.8172 | 14338.4251 | 16915.5084 | 19549.2875 | 19549.2875 | 24991.9499 | 24991.9499 | 24991.9499 | 24991.9499 | 24991.9499 | 24991.9499 | 24991.9499 | 24991.9499 | 24991.9499 | 24991.9499 | 24991.9499 | 24991.9499 | 24991.9499 | 24991.9499 | 24991.9499 | 24991.9499 | 24991.9499 | 24991.9499 | 24991.9499 | 24991.9499 | 24991.9499 | 24991.9499 | 24991.9499 | 24991.9499 | 24991.9499 | 24991.9499 | 24991.9499 | 24991.9499 | 24991.9499 | 24991.9499 | 24991.9499 | 24991.9499 | 24991.9499 | 24991.9499 | 24991.9499 | 24991.9499 | 24991.9499 | 24991.9499 | 24991.9499 | 24991.9499 | 24991.9499 | 22730.312 | 20418.918 | 18056.6734 | 15642.4594 | 13175.1327 | 10653.5248 | 8076.4415 | 5442.6624 | 2750.9401 | 0 | 0 | 0 | 0 | 0 | 0 | 0 | 6499.2585 | 6240.1714 | 5491.1755 | 5394.2764 | 4921.4779 | 4411.6758 | 3710.4654 | 3193.968 | 2767.9026 | 2413.3461 | 2358.9276 | 2366.1658 | 2644.8707 | 2604.3114 | 2549.7733 | 2620.6955 | 2730.7912 | 2791.0483 | 2917.4658 | 2893.1329 | 3014.375 | 3178.5631 | 3223.1705 | 3326.289 | 3427.7525 | 3359.3128 | 3607.8565 | 3602.9812 | 3563.5108 | 3664.0652 | 3878.0398 | 4013.8708 | 3957.6853 | 3931.3624 | 4361.5185 | 4507.3027 | 4599.4984 | 4565.9586 | 4846.0284 | 4937.1916 | 4716.0975 | 5131.1633 | 4969.8366 | 5292.3164 | 5212.6888 | 5381.0064 | 5672.2615 | 1580.2768 | 1476.1174 | 1242.6988 | 1065.7501 | 855.1751 | 686.8365 | 526.1754 | 368.571 | 179.6737 | 0 | 0 | 0 | 0 | 0 | 0 | 0 | 0 | 0 |  | 92.2034 | 87.2118 | 82.2721 | 77.3816 | 72.5379 | 67.7384 | 62.9806 | 58.2621 | 53.5803 | 48.9328 | 50.0094 | 51.1096 | 52.234 | 53.3831 | 54.5576 | 55.7578 | 56.9845 | 58.2382 | 59.5194 | 60.8288 | 62.1671 | 63.5347 | 64.9325 | 66.361 | 67.821 | 69.313 | 70.8379 | 72.3963 | 73.9891 | 75.6168 | 77.2804 | 78.9806 | 80.7181 | 82.4939 | 84.3088 | 86.1636 | 88.0592 | 89.9965 | 91.9764 | 93.9999 | 96.0679 | 98.1814 | 100.3414 | 102.5489 | 104.805 | 107.1107 | 109.4671 | 55.3831 | 49.121 | 42.8934 | 36.6972 | 30.529 | 24.3859 | 18.2645 | 12.1618 | 6.0747 | 0 | 0 | 0 | 0 | 0 | 0 | 0 | 0 | 0 | 0 | 0 | 0 | 0 | 0 | 0 | 0 | 0 | 0 | 0 | 0 | 0 | 0 | 0 | 0 | 0 | 0 | 0 | 0 | 0 | 0 | 0 | 0 | 0 | 0 | 0 | 0 | 0 | 0 | 0 | 0 | 0 | 0 | 0 | 0 | 0 | 0 | 0 | 0 | 0 | 0 | 0 | 0 | 0 | 0 | 0 | 0 | 0 | 0 | 0 | 0 | 0 | 0 | 0 | 0 | 0 | 0 | 0 | 0 | 0 | 0 | 0 | 0 | 0 | 0 | 0 | 0 | 0 | 0 | 0 | 0 | 0 | 0 | 0 | 0 | 0 | 0 | 0 | 0 | 0 | 0 | 0 | 0 | 0 | 0 | 0 | 0 | 0 | 0 | 0 | 0 | 0 | 0 | 0 | 0 | 0 | 0 | 0 | 0 | 0 | 0 | 0 | 0 | 0 | 0 | 0 | 0 | 0 | 0 | 0 | 0 | 0 | 0 | 0 | 0 | 0 | 0 | 0 | 0 | 0 | 0 | 0 | 0 | 0 | 0 | 0 | 0 | 0 | 0 | 0 | 0 | 0 | 0 | 0 | 0 | 0 | 0 | 0 | 0 | 0 | 0 | 0 | 0 | 0 | 0 | 0 | 0 | 0 | 0 | 0 | 0 | 0 | 0 | 0 | 0 | 0 | 0 | 0 | 0 | 0 | 0 | 0 | 0 | 0 | 0 | 0 | 0 | 0 | 0 | 0 | 0 | 0 | 0 | 0 | 0 | 0 | 0 | 0 | 0 | 0 | 0 | 0 | 0 | 0 | 0 | 0 | 0 | 0 | 0 | 0 | 0 | 0 | 0 | 0 | 0 | 0 | 0 | 0 | 0 | 0 | 0 | 0 | 0 | 0 | 0 | 0 | 0 | 0 | 0 | 0 | 0 | 0 | 0 | 0 | 0 | 0 | 0 | 0 | 0 | 0 | 0 | 0 | 0 | 0 | 0 | 0 | 0 | 0 | 0 | 0 | 0 | 0 | 0 | 0 | 0 | 0 | 0 | 0 | 0 | 0 | 0 | 0 | 0 | 0 | 0 | 0 | 0 | 0 | 0 | 0 | 0 | 0 | 0 | 0 | 0 | 0 | 0 | 0 | 0 | 0 | 0 | 0 | 0 | 0 | 0 | 0 | 0 | 0 | 0 | 0 | 0 | 0 | 0 | 0 | 0 | 0 | 0 | 0 | 0 | 0 | 0 | 0 | 0 | 0 | 0 | 0 | 0 | 0 | 0 | 0 | 0 | 0 | 0 | 0 | 0 | 0 | 0 | 0 | 0 | 0 | 0 | 0 | 0 | 0 | 0 | 0 | 0 | 0 | 0 | 0 | 0 | 0 | 0 | 0 | 0 | 0 | 0 | 0 | 0 | 0 | 0 | 0 | 0 | 0 | 0 | 0 | 0 | 0 | 0 | 0 | 0 | 0 | 0 | 0 | 0 | 0 | 0 | 0 | 0 | 0 | 0 | 0 | 0 | 0 | 0 | 0 | 0 | 0 | 0 | 0 | 0 | 0 | 0 | 0 | 0 | 0 | 0 | 0 | 0 | 0 | 0 | 0 | 0 | 0 | 0 | 0 | 0 | 0 | 0 | 0 | 0 | 0 | 0 | 0 | 0 | 0 | 0 | 0 | 0 | 0 | 0 | 0 | 0 | 0 | 0 | 0 | 0 | 0 | 0 | 0 | 0 | 0 | 0 | 0 | 0 | 0 | 0 | 170.4085 | 338.7997 | 488.4782 | 645.7782 | 811.3447 | 972.997 | 1133.314 | 1293.324 | 1453.1083 | 1612.7479 | 1645.0028 | 1677.9029 | 1711.461 | 1745.6902 | 1780.604 | 1816.2161 | 1852.5404 | 1889.5912 | 1927.383 | 1965.9307 | 2005.2493 | 2045.3543 | 2086.2614 | 2127.9866 | 2170.5463 | 2213.9572 | 2258.2364 | 2303.4011 | 2349.4691 | 2396.4585 | 2444.3877 | 2498.1642 | 2553.1238 | 2609.2926 | 2666.697 | 2725.3643 | 2785.3223 | 2846.5994 | 2909.2246 | 2973.2276 | 3038.6386 | 3105.4886 | 3173.8094 | 3243.6332 | 3314.9931 | 3387.923 | 3462.4573 | 3108.8273 | 2757.3167 | 2407.7438 | 2059.9287 | 1713.6924 | 1368.857 | 1025.2457 | 682.6824 | 340.992 | 0 | 0 | 0 | 0 | 0 | 0 | 0 | 0 | 0 | 0 |  | 0 | 0 | 0 | 0 | 0 | 0 | 0 | 0 | 0 | 0 | 0 | 0 | 0 | 0 | 0 | 0 | 0 | 0 | 0 | 0 | 0 | 0 | 0 | 0 | 0 | 0 | 0 | 0 | 0 | 0 | 0 | 0 | 0 | 0 | 0 | 0 | 0 | 0 | 0 | 0 | 0 | 0 | 0 | 0 | 0 | 0 | 0 | 0 | 0 | 0 | 0 | 0 | 0 | 0 | 0 | 0 | 0 | 0 | 0 | 0 | 0 | 0 | 0 | 0 | 0 | 0 |  | 0 | 0 | 0 | 0 | 0 | 0 | 0 | 0 | 0 | 0 | 0 | 0 | 0 | 0 | 0 | 0 | 0 | 0 | 0 | 0 | 0 | 0 | 0 | 0 | 0 | 0 | 0 | 0 | 0 | 0 | 0 | 0 | 0 | 0 | 0 | 0 | 0 | 0 | 0 | 0 | 0 | 0 | 0 | 0 | 0 | 0 | 0 | 0 | 0 | 0 | 0 | 0 | 0 | 0 | 0 | 0 | 0 | 0 | 0 | 0 | 0 | 0 | 0 | 0 | 0 | 0 | [67 empty] | 6745.6572 | 6307.9721 | 6059.8016 | 5482.6337 | 4712.092 | 4250.2956 | 3876.5109 | 3375.0035 | 2876.4756 | 2455.5631 | 2547.0351 | 2544.2689 | 2656.206 | 2570.6979 | 2779.6894 | 2758.8815 | 2940.7161 | 2871.048 | 2881.0507 | 3095.2412 | 3153.5025 | 3269.184 | 3431.9182 | 3321.9026 | 3406.0266 | 3618.0904 | 3552.2652 | 3636.1411 | 3770.7444 | 3996.7398 | 3913.4368 | 3922.0125 | 4114.8019 | 4368.409 | 4361.8895 | 4641.2856 | 4736.2932 | 4840.7692 | 4698.8314 | 5119.3531 | 4907.7061 | 5394.8867 | 5134.1116 | 5593.8436 | 5518.0096 | 5594.2391 | 5835.27 | 1601.3179 | 1461.0753 | 1240.0493 | 1064.318 | 886.7611 | 708.3451 | 538.9708 | 365.1083 | 181.783 | 0 | 0 | 0 | 0 | 0 | 0 | 0 | 0 | 0 |  | 6774.7098 | 6027.4308 | 5713.8277 | 5409.9471 | 4817.5971 | 4073.8333 | 3949.0142 | 3236.5188 | 2950.3085 | 2450.4423 | 2434.4108 | 2566.6206 | 2565.8687 | 2619.0482 | 2684.4922 | 2771.0433 | 2682.5064 | 2822.5222 | 2938.8795 | 3086.7181 | 3048.5475 | 3231.8104 | 3340.9631 | 3424.5962 | 3296.8753 | 3499.1772 | 3600.927 | 3663.368 | 3740.7508 | 3691.8533 | 3634.2606 | 3772.5065 | 3938.1059 | 4177.2117 | 4068.1896 | 4309.3275 | 4284.9341 | 4201.4282 | 4590.279 | 4513.7421 | 4852.3387 | 4774.1244 | 4837.7712 | 4883.5396 | 5068.4912 | 5153.7568 | 5445.1011 | 1491.0807 | 1324.2689 | 1183.7834 | 981.6921 | 847.4617 | 671.8561 | 520.9706 | 351.5853 | 166.3147 | 0 | 0 | 0 | 0 | 0 | 0 | 0 | 0 | 0 |  | 6461.6742 | 6363.4703 | 5624.1997 | 4991.6525 | 4648.0037 | 4173.4062 | 3562.7724 | 3170.8441 | 2835.1096 | 2263.8076 | 2299.6517 | 2411.2632 | 2456.0483 | 2572.286 | 2686.2712 | 2768.4514 | 2639.8335 | 2849.6594 | 2852.5039 | 2840.465 | 2997.8984 | 3127.5417 | 3116.3076 | 3159.9679 | 3239.4236 | 3346.1038 | 3270.7834 | 3476.4339 | 3335.3468 | 3517.4115 | 3749.1869 | 3808.8916 | 3941.0582 | 3854.4476 | 4115.9822 | 3989.6319 | 4186.7661 | 4521.6047 | 4366.4446 | 4559.1375 | 4600.4509 | 4756.0842 | 4970.0139 | 5016.0709 | 5115.9415 | 5300.4902 | 5396.1431 | 1538.0226 | 1383.4114 | 1117.6447 | 1036.7077 | 808.2647 | 690.2007 | 504.4934 | 342.9805 | 165.1091 | 0 | 0 | 0 | 0 | 0 | 0 | 0 | 0 | 0
[19 empty] | WACC |  | WACC |  |  |  |  | WACC | [10 empty] | MITIGATION SCENARIO
Mitigation Scenario project-level BCR inputs | [18 empty] | 0.0646 | 0.0646 | 0.0646 | 0.0646 | 0.0646 | 0.0646 | 0.0646 | 0.0646 | 0.0646 | 0.0646 | 0.0646 | 0.0646 | 0.0646 | 0.0646 | 0.0646 | 0.0646 |  |  |  | 1 | 2 | 3 | 4 | 5 | 6 | 7 | 8 | 9 | 10 | 11 | 12 | 13 | 14 | 15 | 16 | 17 | 18 | 19 | 20 | 21 | 22 | 23 | 24 | 25 | 26 | 27 | 28 | 29 | 30 | 31 | 32 | 33 | 34 | 35 | 36 | 37 | 38 | 39 | 40 | 41 | 42 | 43 | 44 | 45 | 46 | 47 | 48 | 49 | 50 | 51 | 52 | 53 | 54 | 55 | 56 | 57 | 58 | 59 | 60 | 61 | 62 | 63 | 64 | 65 | 66 | [132 empty] | 1 | 2 | 3 | 4 | 5 | 6 | 7 | 8 | 9 | 10 | 11 | 12 | 13 | 14 | 15 | 16 | 17 | 18 | 19 | 20 | 21 | 22 | 23 | 24 | 25 | 26 | 27 | 28 | 29 | 30 | 31 | 32 | 33 | 34 | 35 | 36 | 37 | 38 | 39 | 40 | 41 | 42 | 43 | 44 | 45 | 46 | 47 | 48 | 49 | 50 | 51 | 52 | 53 | 54 | 55 | 56 | 57 | 58 | 59 | 60 | 61 | 62 | 63 | 64 | 65 | 66 | 1 | 2 | 3 | 4 | 5 | 6 | 7 | 8 | 9 | 10 | 11 | 12 | 13 | 14 | 15 | 16 | 17 | 18 | 19 | 20 | 21 | 22 | 23 | 24 | 25 | 26 | 27 | 28 | 29 | 30 | 31 | 32 | 33 | 34 | 35 | 36 | 37 | 38 | 39 | 40 | 41 | 42 | 43 | 44 | 45 | 46 | 47 | 48 | 49 | 50 | 51 | 52 | 53 | 54 | 55 | 56 | 57 | 58 | 59 | 60 | 61 | 62 | 63 | 64 | 65 | 66 | 1 | 2 | 3 | 4 | 5 | 6 | 7 | 8 | 9 | 10 | 11 | 12 | 13 | 14 | 15 | 16 | 17 | 18 | 19 | 20 | 21 | 22 | 23 | 24 | 25 | 26 | 27 | 28 | 29 | 30 | 31 | 32 | 33 | 34 | 35 | 36 | 37 | 38 | 39 | 40 | 41 | 42 | 43 | 44 | 45 | 46 | 47 | 48 | 49 | 50 | 51 | 52 | 53 | 54 | 55 | 56 | 57 | 58 | 59 | 60 | 61 | 62 | 63 | 64 | 65 | 66 | 1 | 2 | 3 | 4 | 5 | 6 | 7 | 8 | 9 | 10 | 11 | 12 | 13 | 14 | 15 | 16 | 17 | 18 | 19 | 20 | 21 | 22 | 23 | 24 | 25 | 26 | 27 | 28 | 29 | 30 | 31 | 32 | 33 | 34 | 35 | 36 | 37 | 38 | 39 | 40 | 41 | 42 | 43 | 44 | 45 | 46 | 47 | 48 | 49 | 50 | 51 | 52 | 53 | 54 | 55 | 56 | 57 | 58 | 59 | 60 | 61 | 62 | 63 | 64 | 65 | 66 | 1 | 2 | 3 | 4 | 5 | 6 | 7 | 8 | 9 | 10 | 11 | 12 | 13 | 14 | 15 | 16 | 17 | 18 | 19 | 20 | 21 | 22 | 23 | 24 | 25 | 26 | 27 | 28 | 29 | 30 | 31 | 32 | 33 | 34 | 35 | 36 | 37 | 38 | 39 | 40 | 41 | 42 | 43 | 44 | 45 | 46 | 47 | 48 | 49 | 50 | 51 | 52 | 53 | 54 | 55 | 56 | 57 | 58 | 59 | 60 | 61 | 62 | 63 | 64 | 65 | 66 | 1 | 2 | 3 | 4 | 5 | 6 | 7 | 8 | 9 | 10 | 11 | 12 | 13 | 14 | 15 | 16 | 17 | 18 | 19 | 20 | 21 | 22 | 23 | 24 | 25 | 26 | 27 | 28 | 29 | 30 | 31 | 32 | 33 | 34 | 35 | 36 | 37 | 38 | 39 | 40 | 41 | 42 | 43 | 44 | 45 | 46 | 47 | 48 | 49 | 50 | 51 | 52 | 53 | 54 | 55 | 56 | 57 | 58 | 59 | 60 | 61 | 62 | 63 | 64 | 65 | 66 | 1 | 2 | 3 | 4 | 5 | 6 | 7 | 8 | 9 | 10 | 11 | 12 | 13 | 14 | 15 | 16 | 17 | 18 | 19 | 20 | 21 | 22 | 23 | 24 | 25 | 26 | 27 | 28 | 29 | 30 | 31 | 32 | 33 | 34 | 35 | 36 | 37 | 38 | 39 | 40 | 41 | 42 | 43 | 44 | 45 | 46 | 47 | 48 | 49 | 50 | 51 | 52 | 53 | 54 | 55 | 56 | 57 | 58 | 59 | 60 | 61 | 62 | 63 | 64 | 65 | 66 | 1 | 2 | 3 | 4 | 5 | 6 | 7 | 8 | 9 | 10 | 11 | 12 | 13 | 14 | 15 | 16 | 17 | 18 | 19 | 20 | 21 | 22 | 23 | 24 | 25 | 26 | 27 | 28 | 29 | 30 | 31 | 32 | 33 | 34 | 35 | 36 | 37 | 38 | 39 | 40 | 41 | 42 | 43 | 44 | 45 | 46 | 47 | 48 | 49 | 50 | 51 | 52 | 53 | 54 | 55 | 56 | 57 | 58 | 59 | 60 | 61 | 62 | 63 | 64 | 65 | 66 |  | 1 | 2 | 3 | 4 | 5 | 6 | 7 | 8 | 9 | 10 | 11 | 12 | 13 | 14 | 15 | 16 | 17 | 18 | 19 | 20 | 21 | 22 | 23 | 24 | 25 | 26 | 27 | 28 | 29 | 30 | 31 | 32 | 33 | 34 | 35 | 36 | 37 | 38 | 39 | 40 | 41 | 42 | 43 | 44 | 45 | 46 | 47 | 48 | 49 | 50 | 51 | 52 | 53 | 54 | 55 | 56 | 57 | 58 | 59 | 60 | 61 | 62 | 63 | 64 | 65 | 66 |  | 1 | 2 | 3 | 4 | 5 | 6 | 7 | 8 | 9 | 10 | 11 | 12 | 13 | 14 | 15 | 16 | 17 | 18 | 19 | 20 | 21 | 22 | 23 | 24 | 25 | 26 | 27 | 28 | 29 | 30 | 31 | 32 | 33 | 34 | 35 | 36 | 37 | 38 | 39 | 40 | 41 | 42 | 43 | 44 | 45 | 46 | 47 | 48 | 49 | 50 | 51 | 52 | 53 | 54 | 55 | 56 | 57 | 58 | 59 | 60 | 61 | 62 | 63 | 64 | 65 | 66 | 1 | 2 | 3 | 4 | 5 | 6 | 7 | 8 | 9 | 10 | 11 | 12 | 13 | 14 | 15 | 16 | 17 | 18 | 19 | 20 | 21 | 22 | 23 | 24 | 25 | 26 | 27 | 28 | 29 | 30 | 31 | 32 | 33 | 34 | 35 | 36 | 37 | 38 | 39 | 40 | 41 | 42 | 43 | 44 | 45 | 46 | 47 | 48 | 49 | 50 | 51 | 52 | 53 | 54 | 55 | 56 | 57 | 58 | 59 | 60 | 61 | 62 | 63 | 64 | 65 | 66
|  |  | FY2027 Projects - Cost Estimate Worksheet (Source: Provided by GMP) | [15 empty] | Mitigation Total |  | Mitigation - Costs |  |  |  |  | Mitigation - Benefits |  |  |  |  | ssp 126 | ssp 245 | ssp 585 |  |  |  |  | 1: CAPEX | Property Taxes | [65 empty] | Storm outage costs - ssp 370 | [65 empty] | Routine (non-storm) Restoration costs | [65 empty] | Pole Inspections | [65 empty] | Veg Mng - Tree Trimming | [65 empty] | Veg Mng - Tickets | [65 empty] | Veg Mng - Danger Trees | [65 empty] | Reduced pole attachment revenue | [65 empty] | O&M (non-outage related) | [65 empty] | Line Loss Reduction | [66 empty] | Feeder Backup - Res - Total Resilience Value - ssp370 | [66 empty] | Feeder Backup - Non-Res - Total Resilience Value - ssp370 | [65 empty] | Worker safety | [66 empty] | Storm restoration - ssp 585 | [65 empty] | Storm restoration - ssp 245 | [65 empty] | Storm restoration - ssp 126
Lookup | CAPEX % (per project type) | Line miles | Circuit | District | Project | Name | Start Tag | Protective device | Phase | OH/UG | Distance | Zone | Customers on project | Construction Cost Estimate (fully loaded) | Feeder Backup? | Customers on feeder backup | Feeder Backed Up | Customers Backed Up on Other Feeder | NPV Total Costs | NPV Total Benefits | NPV Utility CAPEX | NPV Net New Property Tax | NPV Utility Storm Damage Restoration Costs | NPV Utility Non-Storm Damage Restoration Costs | NPV Utility O&M Costs | NPV Customer Cost of Outages - Res | NPV Customer Cost of Outages - Nonres | NPV Feeder Backup Value - Baseline - Res | NPV Feeder Backup Value - Baseline - NonRes | Value of Decreased Line Losses - Line Capacity Improvements | Storm outages - sensitivity | Storm outages - sensitivity | Storm outages - sensitivity | Worker Safety |  |  |  | 2028 | 2029 | 2030 | 2031 | 2032 | 2033 | 2034 | 2035 | 2036 | 2037 | 2038 | 2039 | 2040 | 2041 | 2042 | 2043 | 2044 | 2045 | 2046 | 2047 | 2048 | 2049 | 2050 | 2051 | 2052 | 2053 | 2054 | 2055 | 2056 | 2057 | 2058 | 2059 | 2060 | 2061 | 2062 | 2063 | 2064 | 2065 | 2066 | 2067 | 2068 | 2069 | 2070 | 2071 | 2072 | 2073 | 2074 | 2075 | 2076 | 2077 | 2078 | 2079 | 2080 | 2081 | 2082 | 2083 | 2084 | 2085 | 2086 | 2087 | 2088 | 2089 | 2090 | 2091 | 2092 | 2093 | 2028 | 2029 | 2030 | 2031 | 2032 | 2033 | 2034 | 2035 | 2036 | 2037 | 2038 | 2039 | 2040 | 2041 | 2042 | 2043 | 2044 | 2045 | 2046 | 2047 | 2048 | 2049 | 2050 | 2051 | 2052 | 2053 | 2054 | 2055 | 2056 | 2057 | 2058 | 2059 | 2060 | 2061 | 2062 | 2063 | 2064 | 2065 | 2066 | 2067 | 2068 | 2069 | 2070 | 2071 | 2072 | 2073 | 2074 | 2075 | 2076 | 2077 | 2078 | 2079 | 2080 | 2081 | 2082 | 2083 | 2084 | 2085 | 2086 | 2087 | 2088 | 2089 | 2090 | 2091 | 2092 | 2093 | 2028 | 2029 | 2030 | 2031 | 2032 | 2033 | 2034 | 2035 | 2036 | 2037 | 2038 | 2039 | 2040 | 2041 | 2042 | 2043 | 2044 | 2045 | 2046 | 2047 | 2048 | 2049 | 2050 | 2051 | 2052 | 2053 | 2054 | 2055 | 2056 | 2057 | 2058 | 2059 | 2060 | 2061 | 2062 | 2063 | 2064 | 2065 | 2066 | 2067 | 2068 | 2069 | 2070 | 2071 | 2072 | 2073 | 2074 | 2075 | 2076 | 2077 | 2078 | 2079 | 2080 | 2081 | 2082 | 2083 | 2084 | 2085 | 2086 | 2087 | 2088 | 2089 | 2090 | 2091 | 2092 | 2093 | 2028 | 2029 | 2030 | 2031 | 2032 | 2033 | 2034 | 2035 | 2036 | 2037 | 2038 | 2039 | 2040 | 2041 | 2042 | 2043 | 2044 | 2045 | 2046 | 2047 | 2048 | 2049 | 2050 | 2051 | 2052 | 2053 | 2054 | 2055 | 2056 | 2057 | 2058 | 2059 | 2060 | 2061 | 2062 | 2063 | 2064 | 2065 | 2066 | 2067 | 2068 | 2069 | 2070 | 2071 | 2072 | 2073 | 2074 | 2075 | 2076 | 2077 | 2078 | 2079 | 2080 | 2081 | 2082 | 2083 | 2084 | 2085 | 2086 | 2087 | 2088 | 2089 | 2090 | 2091 | 2092 | 2093 | 2028 | 2029 | 2030 | 2031 | 2032 | 2033 | 2034 | 2035 | 2036 | 2037 | 2038 | 2039 | 2040 | 2041 | 2042 | 2043 | 2044 | 2045 | 2046 | 2047 | 2048 | 2049 | 2050 | 2051 | 2052 | 2053 | 2054 | 2055 | 2056 | 2057 | 2058 | 2059 | 2060 | 2061 | 2062 | 2063 | 2064 | 2065 | 2066 | 2067 | 2068 | 2069 | 2070 | 2071 | 2072 | 2073 | 2074 | 2075 | 2076 | 2077 | 2078 | 2079 | 2080 | 2081 | 2082 | 2083 | 2084 | 2085 | 2086 | 2087 | 2088 | 2089 | 2090 | 2091 | 2092 | 2093 | 2028 | 2029 | 2030 | 2031 | 2032 | 2033 | 2034 | 2035 | 2036 | 2037 | 2038 | 2039 | 2040 | 2041 | 2042 | 2043 | 2044 | 2045 | 2046 | 2047 | 2048 | 2049 | 2050 | 2051 | 2052 | 2053 | 2054 | 2055 | 2056 | 2057 | 2058 | 2059 | 2060 | 2061 | 2062 | 2063 | 2064 | 2065 | 2066 | 2067 | 2068 | 2069 | 2070 | 2071 | 2072 | 2073 | 2074 | 2075 | 2076 | 2077 | 2078 | 2079 | 2080 | 2081 | 2082 | 2083 | 2084 | 2085 | 2086 | 2087 | 2088 | 2089 | 2090 | 2091 | 2092 | 2093 | 2028 | 2029 | 2030 | 2031 | 2032 | 2033 | 2034 | 2035 | 2036 | 2037 | 2038 | 2039 | 2040 | 2041 | 2042 | 2043 | 2044 | 2045 | 2046 | 2047 | 2048 | 2049 | 2050 | 2051 | 2052 | 2053 | 2054 | 2055 | 2056 | 2057 | 2058 | 2059 | 2060 | 2061 | 2062 | 2063 | 2064 | 2065 | 2066 | 2067 | 2068 | 2069 | 2070 | 2071 | 2072 | 2073 | 2074 | 2075 | 2076 | 2077 | 2078 | 2079 | 2080 | 2081 | 2082 | 2083 | 2084 | 2085 | 2086 | 2087 | 2088 | 2089 | 2090 | 2091 | 2092 | 2093 | 2028 | 2029 | 2030 | 2031 | 2032 | 2033 | 2034 | 2035 | 2036 | 2037 | 2038 | 2039 | 2040 | 2041 | 2042 | 2043 | 2044 | 2045 | 2046 | 2047 | 2048 | 2049 | 2050 | 2051 | 2052 | 2053 | 2054 | 2055 | 2056 | 2057 | 2058 | 2059 | 2060 | 2061 | 2062 | 2063 | 2064 | 2065 | 2066 | 2067 | 2068 | 2069 | 2070 | 2071 | 2072 | 2073 | 2074 | 2075 | 2076 | 2077 | 2078 | 2079 | 2080 | 2081 | 2082 | 2083 | 2084 | 2085 | 2086 | 2087 | 2088 | 2089 | 2090 | 2091 | 2092 | 2093 | 2028 | 2029 | 2030 | 2031 | 2032 | 2033 | 2034 | 2035 | 2036 | 2037 | 2038 | 2039 | 2040 | 2041 | 2042 | 2043 | 2044 | 2045 | 2046 | 2047 | 2048 | 2049 | 2050 | 2051 | 2052 | 2053 | 2054 | 2055 | 2056 | 2057 | 2058 | 2059 | 2060 | 2061 | 2062 | 2063 | 2064 | 2065 | 2066 | 2067 | 2068 | 2069 | 2070 | 2071 | 2072 | 2073 | 2074 | 2075 | 2076 | 2077 | 2078 | 2079 | 2080 | 2081 | 2082 | 2083 | 2084 | 2085 | 2086 | 2087 | 2088 | 2089 | 2090 | 2091 | 2092 | 2093 | 2028 | 2029 | 2030 | 2031 | 2032 | 2033 | 2034 | 2035 | 2036 | 2037 | 2038 | 2039 | 2040 | 2041 | 2042 | 2043 | 2044 | 2045 | 2046 | 2047 | 2048 | 2049 | 2050 | 2051 | 2052 | 2053 | 2054 | 2055 | 2056 | 2057 | 2058 | 2059 | 2060 | 2061 | 2062 | 2063 | 2064 | 2065 | 2066 | 2067 | 2068 | 2069 | 2070 | 2071 | 2072 | 2073 | 2074 | 2075 | 2076 | 2077 | 2078 | 2079 | 2080 | 2081 | 2082 | 2083 | 2084 | 2085 | 2086 | 2087 | 2088 | 2089 | 2090 | 2091 | 2092 | 2093 | 2028 | 2029 | 2030 | 2031 | 2032 | 2033 | 2034 | 2035 | 2036 | 2037 | 2038 | 2039 | 2040 | 2041 | 2042 | 2043 | 2044 | 2045 | 2046 | 2047 | 2048 | 2049 | 2050 | 2051 | 2052 | 2053 | 2054 | 2055 | 2056 | 2057 | 2058 | 2059 | 2060 | 2061 | 2062 | 2063 | 2064 | 2065 | 2066 | 2067 | 2068 | 2069 | 2070 | 2071 | 2072 | 2073 | 2074 | 2075 | 2076 | 2077 | 2078 | 2079 | 2080 | 2081 | 2082 | 2083 | 2084 | 2085 | 2086 | 2087 | 2088 | 2089 | 2090 | 2091 | 2092 | 2093 |  | 2028 | 2029 | 2030 | 2031 | 2032 | 2033 | 2034 | 2035 | 2036 | 2037 | 2038 | 2039 | 2040 | 2041 | 2042 | 2043 | 2044 | 2045 | 2046 | 2047 | 2048 | 2049 | 2050 | 2051 | 2052 | 2053 | 2054 | 2055 | 2056 | 2057 | 2058 | 2059 | 2060 | 2061 | 2062 | 2063 | 2064 | 2065 | 2066 | 2067 | 2068 | 2069 | 2070 | 2071 | 2072 | 2073 | 2074 | 2075 | 2076 | 2077 | 2078 | 2079 | 2080 | 2081 | 2082 | 2083 | 2084 | 2085 | 2086 | 2087 | 2088 | 2089 | 2090 | 2091 | 2092 | 2093 |  | 2028 | 2029 | 2030 | 2031 | 2032 | 2033 | 2034 | 2035 | 2036 | 2037 | 2038 | 2039 | 2040 | 2041 | 2042 | 2043 | 2044 | 2045 | 2046 | 2047 | 2048 | 2049 | 2050 | 2051 | 2052 | 2053 | 2054 | 2055 | 2056 | 2057 | 2058 | 2059 | 2060 | 2061 | 2062 | 2063 | 2064 | 2065 | 2066 | 2067 | 2068 | 2069 | 2070 | 2071 | 2072 | 2073 | 2074 | 2075 | 2076 | 2077 | 2078 | 2079 | 2080 | 2081 | 2082 | 2083 | 2084 | 2085 | 2086 | 2087 | 2088 | 2089 | 2090 | 2091 | 2092 | 2093 | 2028 | 2029 | 2030 | 2031 | 2032 | 2033 | 2034 | 2035 | 2036 | 2037 | 2038 | 2039 | 2040 | 2041 | 2042 | 2043 | 2044 | 2045 | 2046 | 2047 | 2048 | 2049 | 2050 | 2051 | 2052 | 2053 | 2054 | 2055 | 2056 | 2057 | 2058 | 2059 | 2060 | 2061 | 2062 | 2063 | 2064 | 2065 | 2066 | 2067 | 2068 | 2069 | 2070 | 2071 | 2072 | 2073 | 2074 | 2075 | 2076 | 2077 | 2078 | 2079 | 2080 | 2081 | 2082 | 2083 | 2084 | 2085 | 2086 | 2087 | 2088 | 2089 | 2090 | 2091 | 2092 | 2093 |  | 2028 | 2029 | 2030 | 2031 | 2032 | 2033 | 2034 | 2035 | 2036 | 2037 | 2038 | 2039 | 2040 | 2041 | 2042 | 2043 | 2044 | 2045 | 2046 | 2047 | 2048 | 2049 | 2050 | 2051 | 2052 | 2053 | 2054 | 2055 | 2056 | 2057 | 2058 | 2059 | 2060 | 2061 | 2062 | 2063 | 2064 | 2065 | 2066 | 2067 | 2068 | 2069 | 2070 | 2071 | 2072 | 2073 | 2074 | 2075 | 2076 | 2077 | 2078 | 2079 | 2080 | 2081 | 2082 | 2083 | 2084 | 2085 | 2086 | 2087 | 2088 | 2089 | 2090 | 2091 | 2092 | 2093 | 2028 | 2029 | 2030 | 2031 | 2032 | 2033 | 2034 | 2035 | 2036 | 2037 | 2038 | 2039 | 2040 | 2041 | 2042 | 2043 | 2044 | 2045 | 2046 | 2047 | 2048 | 2049 | 2050 | 2051 | 2052 | 2053 | 2054 | 2055 | 2056 | 2057 | 2058 | 2059 | 2060 | 2061 | 2062 | 2063 | 2064 | 2065 | 2066 | 2067 | 2068 | 2069 | 2070 | 2071 | 2072 | 2073 | 2074 | 2075 | 2076 | 2077 | 2078 | 2079 | 2080 | 2081 | 2082 | 2083 | 2084 | 2085 | 2086 | 2087 | 2088 | 2089 | 2090 | 2091 | 2092 | 2093 | 2028 | 2029 | 2030 | 2031 | 2032 | 2033 | 2034 | 2035 | 2036 | 2037 | 2038 | 2039 | 2040 | 2041 | 2042 | 2043 | 2044 | 2045 | 2046 | 2047 | 2048 | 2049 | 2050 | 2051 | 2052 | 2053 | 2054 | 2055 | 2056 | 2057 | 2058 | 2059 | 2060 | 2061 | 2062 | 2063 | 2064 | 2065 | 2066 | 2067 | 2068 | 2069 | 2070 | 2071 | 2072 | 2073 | 2074 | 2075 | 2076 | 2077 | 2078 | 2079 | 2080 | 2081 | 2082 | 2083 | 2084 | 2085 | 2086 | 2087 | 2088 | 2089 | 2090 | 2091 | 2092 | 2093
OH-3PH | 2.54% | 2.338% | CV-G65 | Springfield | 175351 | 175351: Cavendish line 2 | 520170 | Sub Breaker | 3PH | OH | 1.2 | Zone 1 | 331 | 917484 | Main line feed backs up BV-G44 | 339 Customers on CV-G65 and 792 on BV-G44 | BV-G44 | 792 | 1273532.9897 |  | 1054190.0149 | 219342.9748 | 9540.1645 | 6049.7492 | 0 | 84461.9947 | 1804922.1647 | 2268007.1025 | 48466488.411 | 20213.877 | 9298.9914 | 9595.4386 | 9851.1229 | 22554.7178 |  |  |  | 99262.9994 | 96833.1383 | 94070.9564 | 91427.0793 | 88892.6513 | 86459.4976 | 84120.0114 | 81867.1535 | 79662.662 | 77465.0962 | 75267.5304 | 73069.9647 | 70872.3989 | 68674.8331 | 66477.2674 | 64279.7016 | 62082.1358 | 59884.5701 | 57687.0043 | 55489.4385 | 53545.1723 | 52107.3917 | 50922.9105 | 49738.4294 | 48553.9483 | 47369.4672 | 46184.9861 | 45000.505 | 43816.0239 | 42631.5428 | 41447.0617 | 40262.5805 | 39078.0994 | 37893.6183 | 36709.1372 | 35524.6561 | 34340.175 | 33155.6939 | 31971.2128 | 30786.7317 | 29602.2506 | 28417.7694 | 27233.2883 | 26048.8072 | 24864.3261 | 23679.845 | 22495.3639 | 21310.8828 | 20126.4017 | 18941.9206 | [16 empty] | 14817.3666 | 14817.3666 | 14817.3666 | 14817.3666 | 14817.3666 | 14817.3666 | 14817.3666 | 14817.3666 | 14817.3666 | 14817.3666 | 14817.3666 | 14817.3666 | 14817.3666 | 14817.3666 | 14817.3666 | 14817.3666 | 14817.3666 | 14817.3666 | 14817.3666 | 14817.3666 | 14817.3666 | 14817.3666 | 14817.3666 | 14817.3666 | 14817.3666 | 14817.3666 | 14817.3666 | 14817.3666 | 14817.3666 | 14817.3666 | 14817.3666 | 14817.3666 | 14817.3666 | 14817.3666 | 14817.3666 | 14817.3666 | 14817.3666 | 14817.3666 | 14817.3666 | 14817.3666 | 14817.3666 | 14817.3666 | 14817.3666 | 14817.3666 | 14817.3666 | 14817.3666 | 14817.3666 | 14817.3666 | 14817.3666 | 14817.3666 | [16 empty] | 451.0764 | 478.3162 | 467.5755 | 513.7836 | 528.6706 | 539.8772 | 523.7649 | 528.3893 | 547.9874 | 588.4595 | 575.1903 | 576.9553 | 644.9134 | 635.0236 | 621.7253 | 639.0186 | 665.8639 | 680.5567 | 711.3818 | 705.4485 | 735.0117 | 775.0466 | 785.9234 | 811.0674 | 835.8078 | 819.1198 | 879.7236 | 878.5348 | 868.9105 | 893.4292 | 945.6038 | 978.7242 | 965.0242 | 958.6058 | 1063.4931 | 1099.0405 | 1121.5211 | 1113.3429 | 1181.6338 | 1203.8627 | 1149.9521 | 1251.1598 | 1211.8227 | 1290.4547 | 1271.0387 | 1312.0805 | 1383.0988 | 0 | 0 | 0 | 0 | 0 | 0 | 0 | 0 | 0 | 0 | 0 | 0 | 0 | 0 | 0 | 0 | 0 | 0 |  | 302.0264 | 308.671 | 315.4618 | 322.4019 | 329.4948 | 336.7436 | 344.152 | 351.7233 | 359.4613 | 367.3694 | 375.4515 | 383.7115 | 392.1531 | 400.7805 | 409.5977 | 418.6088 | 427.8182 | 437.2302 | 446.8493 | 456.68 | 466.7269 | 476.9949 | 487.4888 | 498.2135 | 509.1742 | 520.3761 | 531.8244 | 543.5245 | 555.482 | 567.7026 | 580.1921 | 592.9563 | 606.0014 | 619.3334 | 632.9587 | 646.8838 | 661.1153 | 675.6598 | 690.5243 | 705.7158 | 721.2416 | 737.1089 | 753.3253 | 769.8985 | 786.8362 | 804.1466 | 821.8378 | 0 | 0 | 0 | 0 | 0 | 0 | 0 | 0 | 0 | 0 | 0 | 0 | 0 | 0 | 0 | 0 | 0 | 0 | 0 | 0 | 0 | 0 | 0 | 0 | 0 | 0 | 0 | 0 | 0 | 0 | 0 | 0 | 0 | 0 | 0 | 0 | 0 | 0 | 0 | 0 | 0 | 0 | 0 | 0 | 0 | 0 | 0 | 0 | 0 | 0 | 0 | 0 | 0 | 0 | 0 | 0 | 0 | 0 | 0 | 0 | 0 | 0 | 0 | 0 | 0 | 0 | 0 | 0 | 0 | 0 | 0 | 0 | 0 | 0 | 0 | 0 | 0 | 0 | 0 | 0 | 0 | 0 | 0 | 0 | 0 | 0 | 0 | 0 | 0 | 0 | 0 | 0 | 0 | 0 | 0 | 0 | 0 | 0 | 0 | 0 | 0 | 0 | 0 | 0 | 0 | 0 | 0 | 0 | 0 | 0 | 0 | 0 | 0 | 0 | 0 | 0 | 0 | 0 | 0 | 0 | 0 | 0 | 0 | 0 | 0 | 0 | 0 | 0 | 0 | 0 | 0 | 0 | 0 | 0 | 0 | 0 | 0 | 0 | 0 | 0 | 0 | 0 | 0 | 0 | 0 | 0 | 0 | 0 | 0 | 0 | 0 | 0 | 0 | 0 | 0 | 0 | 0 | 0 | 0 | 0 | 0 | 0 | 0 | 0 | 0 | 0 | 0 | 0 | 0 | 0 | 0 | 0 | 0 | 0 | 0 | 0 | 0 | 0 | 0 | 0 | 0 | 0 | 0 | 0 | 0 | 0 | 0 | 0 | 0 | 0 | 0 | 0 | 0 | 0 | 0 | 0 | 0 | 0 | 0 | 0 | 0 | 0 | 0 | 0 | 0 | 0 | 0 | 0 | 0 | 0 | 0 | 0 | 0 | 0 | 0 | 0 | 0 | 0 | 0 | 0 | 0 | 0 | 0 | 0 | 0 | 0 | 0 | 0 | 0 | 0 | 0 | 0 | 0 | 0 | 0 | 0 | 0 | 0 | 0 | 0 | 0 | 0 | 0 | 0 | 0 | 0 | 0 | 0 | 0 | 0 | 0 | 0 | 0 | 0 | 0 | 0 | 0 | 0 | 0 | 0 | 0 | 0 | 0 | 0 | 0 | 0 | 0 | 0 | 0 | 0 | 0 | 0 | 0 | 0 | 0 | 0 | 0 | 0 | 0 | 0 | 0 | 0 | 0 | 0 | 0 | 0 | 0 | 0 | 0 | 0 | 0 | 0 | 0 | 0 | 0 | 0 | 0 | 0 | 0 | 0 | 0 | 0 | 0 | 0 | 0 | 0 | 0 | 0 | 0 | 0 | 0 | 0 | 0 | 0 | 0 | 0 | 0 | 0 | 0 | 0 | 0 | 0 | 0 | 0 | 0 | 0 | 0 | 0 | 0 | 0 | 0 | 0 | 0 | 0 | 0 | 0 | 0 | 0 | 0 | 0 | 0 | 0 | 0 | 0 | 0 | 0 | 0 | 0 | 0 | 0 | 0 | 0 | 0 | 0 | 0 | 0 | 0 | 0 | 0 | 0 | 0 | 0 | 0 | 0 | 0 | 0 | 0 | 0 | 0 | 0 | 0 | 0 | 0 | 0 | 0 | 0 | 0 | 0 | 0 | 0 | 0 | 0 | 0 | 0 | 0 | 0 | 0 | 0 | 0 | 0 | 0 | 0 | 0 | 0 | 0 | 0 | 0 | 0 | 0 | 0 | 0 | 0 | 0 | 0 | 0 | 0 | 0 | 0 | 0 | 0 | 0 | 0 | 0 | 0 | 0 | 1076.2642 | 1093.9957 | 1075.0486 | 1089.5712 | 1119.2376 | 1142.9535 | 1165.8125 | 1189.1288 | 1212.9114 | 1237.1696 | 1261.913 | 1287.1512 | 1312.8943 | 1339.1522 | 1365.9352 | 1393.2539 | 1421.119 | 1449.5414 | 1478.5322 | 1508.1028 | 1538.2649 | 1569.0302 | 1600.4108 | 1632.419 | 1665.0674 | 1698.3687 | 1732.3361 | 1766.9828 | 1802.3225 | 1838.3689 | 1875.1363 | 1916.3893 | 1958.5499 | 2001.638 | 2045.674 | 2090.6788 | 2136.6738 | 2183.6806 | 2231.7216 | 2280.8194 | 2330.9975 | 2382.2794 | 2434.6896 | 2488.2527 | 2542.9943 | 2598.9402 | 2656.1168 | 0 | 0 | 0 | 0 | 0 | 0 | 0 | 0 | 0 | 0 | 0 | 0 | 0 | 0 | 0 | 0 | 0 | 0 | 0 |  | 108821.63 | 112699.7356 | 115602.5916 | 116600.3851 | 119415.5163 | 122452.1793 | 125415.4736 | 128122.5252 | 132837.0634 | 136754.2341 | 139789.7825 | 144226.2808 | 145778.4414 | 149299.1516 | 154062.1796 | 158789.5917 | 161113.2994 | 164647.2241 | 168350.0338 | 171674.7663 | 174033.7037 | 177958.5332 | 183155.368 | 188198.0602 | 193183.323 | 199112.2684 | 204301.4743 | 211326.9706 | 216723.1706 | 221989.7703 | 226942.3167 | 234012.8345 | 238557.8499 | 242967.0883 | 247987.1932 | 253106.8148 | 258711.997 | 260549.8327 | 266880.0115 | 273585.8915 | 278933.4328 | 286447.4325 | 293551.4952 | 303604.1985 | 310035.8592 | 321069.9684 | 330534.021 | 0 | 0 | 0 | 0 | 0 | 0 | 0 | 0 | 0 | 0 | 0 | 0 | 0 | 0 | 0 | 0 | 0 | 0 | 0 |  | 2325478.7271 | 2408352.4348 | 2470385.4154 | 2491707.8998 | 2551866.2309 | 2616758.6161 | 2680083.1415 | 2737931.8509 | 2838679.8198 | 2922388.335 | 2987256.9043 | 3082063.2623 | 3115232.3703 | 3190468.6696 | 3292252.8484 | 3393275.9289 | 3442932.719 | 3518451.4055 | 3597579.1047 | 3668627.4311 | 3719037.0666 | 3802909.25 | 3913963.7213 | 4021724.2227 | 4128257.4807 | 4254956.8905 | 4365848.3364 | 4515980.6433 | 4631295.4772 | 4743840.8003 | 4849674.9202 | 5000769.3188 | 5097894.6461 | 5192118.4717 | 5299396.2901 | 5408800.7458 | 5528581.4551 | 5567855.3361 | 5703128.9576 | 5846431.1804 | 5960706.1966 | 6121277.6424 | 6273088.8821 | 6487911.5036 | 6625353.7562 | 6861148.6653 | 7063392.0336 | 0 | 0 | 0 | 0 | 0 | 0 | 0 | 0 | 0 | 0 | 0 | 0 | 0 | 0 | 0 | 0 | 0 | 0 | 0 | 1126.017 | 1150.7894 | 1176.1068 | 1201.9811 | 1228.4247 | 1255.45 | 1283.0699 | 1311.2975 | 1340.146 | 1369.6292 | 1399.7611 | 1430.5558 | 1462.0281 | 1494.1927 | 1527.0649 | 1560.6603 | 1594.9949 | 1630.0848 | 1665.9466 | 1702.5974 | 1740.0546 | 1778.3358 | 1817.4592 | 1857.4433 | 1898.307 | 1940.0698 | 1982.7513 | 2026.3718 | 2070.952 | 2116.513 | 2163.0763 | 2210.6639 | 2259.2985 | 2309.0031 | 2359.8012 | 2411.7168 | 2464.7746 | 2518.9996 | 2574.4176 | 2631.0548 | 2688.938 | 2748.0946 | 2808.5527 | 2870.3409 | 2933.4884 | 2998.0251 | 3063.9817 | 0 | 0 | 0 | 0 | 0 | 0 | 0 | 0 | 0 | 0 | 0 | 0 | 0 | 0 | 0 | 0 | 0 | 0 | 0 |  | 468.1775 | 483.5132 | 515.9942 | 522.1993 | 506.1781 | 520.1284 | 547.2036 | 558.3386 | 569.4826 | 598.7535 | 621.0576 | 620.3831 | 647.6774 | 626.8274 | 677.787 | 672.7133 | 717.051 | 700.0635 | 702.5025 | 754.7297 | 768.9359 | 797.1432 | 836.8235 | 809.9978 | 830.5103 | 882.2189 | 866.1684 | 886.6203 | 919.4414 | 974.5471 | 954.2349 | 956.3259 | 1003.3348 | 1065.1733 | 1063.5836 | 1131.7103 | 1154.8765 | 1180.3515 | 1145.742 | 1248.2801 | 1196.673 | 1315.465 | 1251.8787 | 1363.9777 | 1345.4867 | 1364.0742 | 1422.8461 | 0 | 0 | 0 | 0 | 0 | 0 | 0 | 0 | 0 | 0 | 0 | 0 | 0 | 0 | 0 | 0 | 0 | 0 |  | 470.1939 | 462.0094 | 486.5344 | 515.2762 | 517.5116 | 498.5339 | 557.4381 | 535.4286 | 584.1 | 597.5049 | 593.5958 | 625.8332 | 625.6499 | 638.617 | 654.5745 | 675.6788 | 654.0903 | 688.2312 | 716.6032 | 752.6515 | 743.3441 | 788.0301 | 814.6455 | 835.0382 | 803.8953 | 853.2237 | 878.0339 | 893.2592 | 912.1279 | 900.205 | 886.1618 | 919.8711 | 960.2501 | 1018.5526 | 991.9691 | 1050.7671 | 1044.8191 | 1024.4574 | 1119.273 | 1100.6106 | 1183.1725 | 1164.1011 | 1179.6204 | 1190.7804 | 1235.8782 | 1256.669 | 1327.709 | 0 | 0 | 0 | 0 | 0 | 0 | 0 | 0 | 0 | 0 | 0 | 0 | 0 | 0 | 0 | 0 | 0 | 0 |  | 448.4678 | 487.7672 | 478.9026 | 475.4353 | 499.2937 | 510.7191 | 502.9167 | 524.5638 | 561.293 | 551.9967 | 560.7367 | 587.9516 | 598.8718 | 627.2147 | 655.0083 | 675.0468 | 643.6851 | 694.8482 | 695.5418 | 692.6062 | 730.9941 | 762.6057 | 759.8665 | 770.5124 | 789.8865 | 815.8989 | 797.5332 | 847.6781 | 813.276 | 857.6698 | 914.1849 | 928.743 | 960.9699 | 939.8512 | 1003.6226 | 972.8139 | 1020.8823 | 1102.5278 | 1064.6943 | 1111.6796 | 1121.7533 | 1159.7022 | 1211.8659 | 1223.0962 | 1247.4482 | 1292.4478 | 1315.7713 | 0 | 0 | 0 | 0 | 0 | 0 | 0 | 0 | 0 | 0 | 0 | 0 | 0 | 0 | 0 | 0 | 0 | 0
OH-3PH | 4.933% | 4.677% | EL-G40 | White River Jct | 197817 | 197817: ELY-129 G40 Zone 1 LC | 620436 | 0 | 3PH | OH | 2.4 | Zone 2 | 1015 | 1782012 |  |  |  |  | 2473559.2883 |  | 2047533.5339 | 426025.7544 | 19080.3291 | 13778.8453 | 0 | 149245.1457 | 4761507.4543 | 0 | 0 | 40427.754 | 18597.9827 | 19190.8773 | 19702.2458 | 45109.4357 |  |  |  | 192796.6658 | 188077.1921 | 182712.2578 | 177577.1048 | 172654.5327 | 167928.6639 | 163384.7237 | 159009.0398 | 154727.2973 | 150459.0064 | 146190.7156 | 141922.4247 | 137654.1338 | 133385.843 | 129117.5521 | 124849.2613 | 120580.9704 | 116312.6795 | 112044.3887 | 107776.0978 | 103999.7859 | 101207.2115 | 98906.616 | 96606.0205 | 94305.425 | 92004.8295 | 89704.234 | 87403.6385 | 85103.043 | 82802.4476 | 80501.8521 | 78201.2566 | 75900.6611 | 73600.0656 | 71299.4701 | 68998.8746 | 66698.2791 | 64397.6836 | 62097.0881 | 59796.4926 | 57495.8972 | 55195.3017 | 52894.7062 | 50594.1107 | 48293.5152 | 45992.9197 | 43692.3242 | 41391.7287 | 39091.1332 | 36790.5377 | [16 empty] | 28779.4938 | 28779.4938 | 28779.4938 | 28779.4938 | 28779.4938 | 28779.4938 | 28779.4938 | 28779.4938 | 28779.4938 | 28779.4938 | 28779.4938 | 28779.4938 | 28779.4938 | 28779.4938 | 28779.4938 | 28779.4938 | 28779.4938 | 28779.4938 | 28779.4938 | 28779.4938 | 28779.4938 | 28779.4938 | 28779.4938 | 28779.4938 | 28779.4938 | 28779.4938 | 28779.4938 | 28779.4938 | 28779.4938 | 28779.4938 | 28779.4938 | 28779.4938 | 28779.4938 | 28779.4938 | 28779.4938 | 28779.4938 | 28779.4938 | 28779.4938 | 28779.4938 | 28779.4938 | 28779.4938 | 28779.4938 | 28779.4938 | 28779.4938 | 28779.4938 | 28779.4938 | 28779.4938 | 28779.4938 | 28779.4938 | 28779.4938 | [16 empty] | 902.1527 | 956.6324 | 935.151 | 1027.5673 | 1057.3411 | 1079.7545 | 1047.5297 | 1056.7786 | 1095.9748 | 1176.919 | 1150.3806 | 1153.9105 | 1289.8268 | 1270.0472 | 1243.4506 | 1278.0373 | 1331.7278 | 1361.1134 | 1422.7635 | 1410.8971 | 1470.0234 | 1550.0932 | 1571.8469 | 1622.1348 | 1671.6156 | 1638.2395 | 1759.4471 | 1757.0696 | 1737.821 | 1786.8584 | 1891.2077 | 1957.4485 | 1930.0485 | 1917.2116 | 2126.9862 | 2198.0809 | 2243.0421 | 2226.6857 | 2363.2676 | 2407.7253 | 2299.9041 | 2502.3197 | 2423.6453 | 2580.9094 | 2542.0773 | 2624.1609 | 2766.1976 | 0 | 0 | 0 | 0 | 0 | 0 | 0 | 0 | 0 | 0 | 0 | 0 | 0 | 0 | 0 | 0 | 0 | 0 |  | 687.8922 | 703.0258 | 718.4924 | 734.2992 | 750.4538 | 766.9638 | 783.837 | 801.0814 | 818.7052 | 836.7167 | 855.1245 | 873.9372 | 893.1638 | 912.8134 | 932.8953 | 953.419 | 974.3943 | 995.8309 | 1017.7392 | 1040.1295 | 1063.0123 | 1086.3986 | 1110.2994 | 1134.726 | 1159.6899 | 1185.2031 | 1211.2776 | 1237.9257 | 1265.16 | 1292.9936 | 1321.4394 | 1350.5111 | 1380.2223 | 1410.5872 | 1441.6201 | 1473.3358 | 1505.7492 | 1538.8757 | 1572.7309 | 1607.331 | 1642.6923 | 1678.8315 | 1715.7658 | 1753.5126 | 1792.0899 | 1831.5159 | 1871.8093 | 0 | 0 | 0 | 0 | 0 | 0 | 0 | 0 | 0 | 0 | 0 | 0 | 0 | 0 | 0 | 0 | 0 | 0 | 0 | 0 | 0 | 0 | 0 | 0 | 0 | 0 | 0 | 0 | 0 | 0 | 0 | 0 | 0 | 0 | 0 | 0 | 0 | 0 | 0 | 0 | 0 | 0 | 0 | 0 | 0 | 0 | 0 | 0 | 0 | 0 | 0 | 0 | 0 | 0 | 0 | 0 | 0 | 0 | 0 | 0 | 0 | 0 | 0 | 0 | 0 | 0 | 0 | 0 | 0 | 0 | 0 | 0 | 0 | 0 | 0 | 0 | 0 | 0 | 0 | 0 | 0 | 0 | 0 | 0 | 0 | 0 | 0 | 0 | 0 | 0 | 0 | 0 | 0 | 0 | 0 | 0 | 0 | 0 | 0 | 0 | 0 | 0 | 0 | 0 | 0 | 0 | 0 | 0 | 0 | 0 | 0 | 0 | 0 | 0 | 0 | 0 | 0 | 0 | 0 | 0 | 0 | 0 | 0 | 0 | 0 | 0 | 0 | 0 | 0 | 0 | 0 | 0 | 0 | 0 | 0 | 0 | 0 | 0 | 0 | 0 | 0 | 0 | 0 | 0 | 0 | 0 | 0 | 0 | 0 | 0 | 0 | 0 | 0 | 0 | 0 | 0 | 0 | 0 | 0 | 0 | 0 | 0 | 0 | 0 | 0 | 0 | 0 | 0 | 0 | 0 | 0 | 0 | 0 | 0 | 0 | 0 | 0 | 0 | 0 | 0 | 0 | 0 | 0 | 0 | 0 | 0 | 0 | 0 | 0 | 0 | 0 | 0 | 0 | 0 | 0 | 0 | 0 | 0 | 0 | 0 | 0 | 0 | 0 | 0 | 0 | 0 | 0 | 0 | 0 | 0 | 0 | 0 | 0 | 0 | 0 | 0 | 0 | 0 | 0 | 0 | 0 | 0 | 0 | 0 | 0 | 0 | 0 | 0 | 0 | 0 | 0 | 0 | 0 | 0 | 0 | 0 | 0 | 0 | 0 | 0 | 0 | 0 | 0 | 0 | 0 | 0 | 0 | 0 | 0 | 0 | 0 | 0 | 0 | 0 | 0 | 0 | 0 | 0 | 0 | 0 | 0 | 0 | 0 | 0 | 0 | 0 | 0 | 0 | 0 | 0 | 0 | 0 | 0 | 0 | 0 | 0 | 0 | 0 | 0 | 0 | 0 | 0 | 0 | 0 | 0 | 0 | 0 | 0 | 0 | 0 | 0 | 0 | 0 | 0 | 0 | 0 | 0 | 0 | 0 | 0 | 0 | 0 | 0 | 0 | 0 | 0 | 0 | 0 | 0 | 0 | 0 | 0 | 0 | 0 | 0 | 0 | 0 | 0 | 0 | 0 | 0 | 0 | 0 | 0 | 0 | 0 | 0 | 0 | 0 | 0 | 0 | 0 | 0 | 0 | 0 | 0 | 0 | 0 | 0 | 0 | 0 | 0 | 0 | 0 | 0 | 0 | 0 | 0 | 0 | 0 | 0 | 0 | 0 | 0 | 0 | 0 | 0 | 0 | 0 | 0 | 0 | 0 | 0 | 0 | 0 | 0 | 0 | 0 | 0 | 0 | 0 | 0 | 0 | 0 | 0 | 0 | 0 | 0 | 0 | 0 | 0 | 0 | 0 | 0 | 0 | 0 | 0 | 0 | 0 | 0 | 0 | 0 | 0 | 0 | 0 | 0 | 0 | 0 | 0 | 0 | 0 | 0 | 0 | 0 | 0 | 0 | 0 | 0 | 0 | 0 | 0 | 0 | 0 | 0 | 0 | 2152.5285 | 2187.9914 | 2150.0971 | 2179.1423 | 2238.4752 | 2285.9069 | 2331.6251 | 2378.2576 | 2425.8227 | 2474.3392 | 2523.826 | 2574.3025 | 2625.7885 | 2678.3043 | 2731.8704 | 2786.5078 | 2842.238 | 2899.0827 | 2957.0644 | 3016.2057 | 3076.5298 | 3138.0604 | 3200.8216 | 3264.838 | 3330.1348 | 3396.7375 | 3464.6722 | 3533.9657 | 3604.645 | 3676.7379 | 3750.2726 | 3832.7786 | 3917.0997 | 4003.2759 | 4091.348 | 4181.3577 | 4273.3475 | 4367.3612 | 4463.4431 | 4561.6389 | 4661.9949 | 4764.5588 | 4869.3791 | 4976.5055 | 5085.9886 | 5197.8803 | 5312.2337 | 0 | 0 | 0 | 0 | 0 | 0 | 0 | 0 | 0 | 0 | 0 | 0 | 0 | 0 | 0 | 0 | 0 | 0 | 0 |  | 0 | 0 | 0 | 0 | 0 | 0 | 0 | 0 | 0 | 0 | 0 | 0 | 0 | 0 | 0 | 0 | 0 | 0 | 0 | 0 | 0 | 0 | 0 | 0 | 0 | 0 | 0 | 0 | 0 | 0 | 0 | 0 | 0 | 0 | 0 | 0 | 0 | 0 | 0 | 0 | 0 | 0 | 0 | 0 | 0 | 0 | 0 | 0 | 0 | 0 | 0 | 0 | 0 | 0 | 0 | 0 | 0 | 0 | 0 | 0 | 0 | 0 | 0 | 0 | 0 | 0 |  | 0 | 0 | 0 | 0 | 0 | 0 | 0 | 0 | 0 | 0 | 0 | 0 | 0 | 0 | 0 | 0 | 0 | 0 | 0 | 0 | 0 | 0 | 0 | 0 | 0 | 0 | 0 | 0 | 0 | 0 | 0 | 0 | 0 | 0 | 0 | 0 | 0 | 0 | 0 | 0 | 0 | 0 | 0 | 0 | 0 | 0 | 0 | 0 | 0 | 0 | 0 | 0 | 0 | 0 | 0 | 0 | 0 | 0 | 0 | 0 | 0 | 0 | 0 | 0 | 0 | 0 | 2252.034 | 2301.5788 | 2352.2135 | 2403.9622 | 2456.8494 | 2510.9001 | 2566.1399 | 2622.595 | 2680.2921 | 2739.2585 | 2799.5222 | 2861.1117 | 2924.0561 | 2988.3853 | 3054.1298 | 3121.3207 | 3189.9897 | 3260.1695 | 3331.8932 | 3405.1949 | 3480.1092 | 3556.6716 | 3634.9184 | 3714.8866 | 3796.6141 | 3880.1396 | 3965.5026 | 4052.7437 | 4141.9041 | 4233.0259 | 4326.1525 | 4421.3279 | 4518.5971 | 4618.0062 | 4719.6024 | 4823.4336 | 4929.5492 | 5037.9992 | 5148.8352 | 5262.1096 | 5377.876 | 5496.1893 | 5617.1054 | 5740.6818 | 5866.9768 | 5996.0502 | 6127.9633 | 0 | 0 | 0 | 0 | 0 | 0 | 0 | 0 | 0 | 0 | 0 | 0 | 0 | 0 | 0 | 0 | 0 | 0 | 0 |  | 936.355 | 967.0264 | 1031.9885 | 1044.3986 | 1012.3562 | 1040.2568 | 1094.4073 | 1116.6772 | 1138.9653 | 1197.507 | 1242.1152 | 1240.7662 | 1295.3547 | 1253.6549 | 1355.574 | 1345.4266 | 1434.102 | 1400.1269 | 1405.005 | 1509.4595 | 1537.8718 | 1594.2863 | 1673.6471 | 1619.9957 | 1661.0205 | 1764.4379 | 1732.3368 | 1773.2407 | 1838.8828 | 1949.0942 | 1908.4697 | 1912.6519 | 2006.6697 | 2130.3465 | 2127.1671 | 2263.4205 | 2309.753 | 2360.7029 | 2291.4839 | 2496.5602 | 2393.3461 | 2630.9299 | 2503.7575 | 2727.9555 | 2690.9734 | 2728.1483 | 2845.6921 | 0 | 0 | 0 | 0 | 0 | 0 | 0 | 0 | 0 | 0 | 0 | 0 | 0 | 0 | 0 | 0 | 0 | 0 |  | 940.3877 | 924.0188 | 973.0689 | 1030.5524 | 1035.0231 | 997.0677 | 1114.8763 | 1070.8572 | 1168.2 | 1195.0097 | 1187.1916 | 1251.6665 | 1251.2998 | 1277.2339 | 1309.1491 | 1351.3575 | 1308.1806 | 1376.4623 | 1433.2064 | 1505.303 | 1486.6883 | 1576.0603 | 1629.2909 | 1670.0763 | 1607.7906 | 1706.4474 | 1756.0678 | 1786.5184 | 1824.2558 | 1800.4099 | 1772.3236 | 1839.7421 | 1920.5001 | 2037.1052 | 1983.9382 | 2101.5342 | 2089.6382 | 2048.9148 | 2238.5461 | 2201.2212 | 2366.345 | 2328.2021 | 2359.2409 | 2381.5608 | 2471.7563 | 2513.3379 | 2655.418 | 0 | 0 | 0 | 0 | 0 | 0 | 0 | 0 | 0 | 0 | 0 | 0 | 0 | 0 | 0 | 0 | 0 | 0 |  | 896.9357 | 975.5344 | 957.8052 | 950.8706 | 998.5873 | 1021.4381 | 1005.8334 | 1049.1276 | 1122.586 | 1103.9934 | 1121.4735 | 1175.9032 | 1197.7436 | 1254.4294 | 1310.0166 | 1350.0935 | 1287.3703 | 1389.6963 | 1391.0835 | 1385.2125 | 1461.9882 | 1525.2115 | 1519.7329 | 1541.0248 | 1579.773 | 1631.7979 | 1595.0663 | 1695.3561 | 1626.552 | 1715.3397 | 1828.3698 | 1857.4861 | 1921.9399 | 1879.7024 | 2007.2453 | 1945.6279 | 2041.7645 | 2205.0556 | 2129.3885 | 2223.3593 | 2243.5066 | 2319.4045 | 2423.7318 | 2446.1925 | 2494.8964 | 2584.8955 | 2631.5427 | 0 | 0 | 0 | 0 | 0 | 0 | 0 | 0 | 0 | 0 | 0 | 0 | 0 | 0 | 0 | 0 | 0 | 0
OH-3PH | 6.8% | 6.43% | DM-G6 | Brattleboro | 199297 | 199297: L66 P15-1 to L62 P140 | 554333 | 554331 | 3PH | OH | 3.3 | Zone 2 | 254 | 2456234 |  |  |  |  | 3409427.3354 |  | 2822215.2724 | 587212.063 | 26235.4525 | 70609.448 | 0 | 103186.8338 | 2252390.1757 | 0 | 0 | 55588.1617 | 25572.2262 | 26387.4563 | 27090.5879 | 62025.4741 |  |  |  | 265741.0419 | 259235.9612 | 251841.2108 | 244763.1792 | 237978.1581 | 231464.2628 | 225201.1285 | 219169.9101 | 213268.1757 | 207384.9823 | 201501.789 | 195618.5957 | 189735.4023 | 183852.209 | 177969.0156 | 172085.8223 | 166202.629 | 160319.4356 | 154436.2423 | 148553.0489 | 143347.9742 | 139498.8327 | 136327.8098 | 133156.7869 | 129985.764 | 126814.7411 | 123643.7182 | 120472.6953 | 117301.6724 | 114130.6495 | 110959.6266 | 107788.6037 | 104617.5808 | 101446.5579 | 98275.535 | 95104.5121 | 91933.4892 | 88762.4663 | 85591.4434 | 82420.4205 | 79249.3976 | 76078.3747 | 72907.3518 | 69736.3289 | 66565.306 | 63394.2831 | 60223.2602 | 57052.2373 | 53881.2144 | 50710.1915 | [16 empty] | 39668.1791 | 39668.1791 | 39668.1791 | 39668.1791 | 39668.1791 | 39668.1791 | 39668.1791 | 39668.1791 | 39668.1791 | 39668.1791 | 39668.1791 | 39668.1791 | 39668.1791 | 39668.1791 | 39668.1791 | 39668.1791 | 39668.1791 | 39668.1791 | 39668.1791 | 39668.1791 | 39668.1791 | 39668.1791 | 39668.1791 | 39668.1791 | 39668.1791 | 39668.1791 | 39668.1791 | 39668.1791 | 39668.1791 | 39668.1791 | 39668.1791 | 39668.1791 | 39668.1791 | 39668.1791 | 39668.1791 | 39668.1791 | 39668.1791 | 39668.1791 | 39668.1791 | 39668.1791 | 39668.1791 | 39668.1791 | 39668.1791 | 39668.1791 | 39668.1791 | 39668.1791 | 39668.1791 | 39668.1791 | 39668.1791 | 39668.1791 | [16 empty] | 1240.46 | 1315.3695 | 1285.8327 | 1412.905 | 1453.844 | 1484.6624 | 1440.3534 | 1453.0705 | 1506.9654 | 1618.2636 | 1581.7734 | 1586.627 | 1773.5119 | 1746.3149 | 1709.7445 | 1757.3012 | 1831.1257 | 1871.5309 | 1956.2999 | 1939.9835 | 2021.2821 | 2131.3781 | 2161.2895 | 2230.4353 | 2298.4715 | 2252.5793 | 2419.2398 | 2415.9706 | 2389.5038 | 2456.9303 | 2600.4105 | 2691.4917 | 2653.8166 | 2636.1659 | 2924.606 | 3022.3613 | 3084.1829 | 3061.6929 | 3249.493 | 3310.6223 | 3162.3682 | 3440.6896 | 3332.5123 | 3548.7504 | 3495.3563 | 3608.2213 | 3803.5217 | 0 | 0 | 0 | 0 | 0 | 0 | 0 | 0 | 0 | 0 | 0 | 0 | 0 | 0 | 0 | 0 | 0 | 0 |  | 3525.0913 | 3602.6433 | 3681.9015 | 3762.9033 | 3845.6872 | 3930.2923 | 4016.7588 | 4105.1274 | 4195.4403 | 4287.7399 | 4382.0702 | 4478.4758 | 4577.0022 | 4677.6963 | 4780.6056 | 4885.7789 | 4993.2661 | 5103.1179 | 5215.3865 | 5330.125 | 5447.3878 | 5567.2303 | 5689.7094 | 5814.883 | 5942.8104 | 6073.5522 | 6207.1704 | 6343.7281 | 6483.2901 | 6625.9225 | 6771.6928 | 6920.67 | 7072.9248 | 7228.5291 | 7387.5568 | 7550.083 | 7716.1849 | 7885.9409 | 8059.4316 | 8236.7391 | 8417.9474 | 8603.1422 | 8792.4113 | 8985.8444 | 9183.533 | 9385.5707 | 9592.0533 | 0 | 0 | 0 | 0 | 0 | 0 | 0 | 0 | 0 | 0 | 0 | 0 | 0 | 0 | 0 | 0 | 0 | 0 | 0 | 0 | 0 | 0 | 0 | 0 | 0 | 0 | 0 | 0 | 0 | 0 | 0 | 0 | 0 | 0 | 0 | 0 | 0 | 0 | 0 | 0 | 0 | 0 | 0 | 0 | 0 | 0 | 0 | 0 | 0 | 0 | 0 | 0 | 0 | 0 | 0 | 0 | 0 | 0 | 0 | 0 | 0 | 0 | 0 | 0 | 0 | 0 | 0 | 0 | 0 | 0 | 0 | 0 | 0 | 0 | 0 | 0 | 0 | 0 | 0 | 0 | 0 | 0 | 0 | 0 | 0 | 0 | 0 | 0 | 0 | 0 | 0 | 0 | 0 | 0 | 0 | 0 | 0 | 0 | 0 | 0 | 0 | 0 | 0 | 0 | 0 | 0 | 0 | 0 | 0 | 0 | 0 | 0 | 0 | 0 | 0 | 0 | 0 | 0 | 0 | 0 | 0 | 0 | 0 | 0 | 0 | 0 | 0 | 0 | 0 | 0 | 0 | 0 | 0 | 0 | 0 | 0 | 0 | 0 | 0 | 0 | 0 | 0 | 0 | 0 | 0 | 0 | 0 | 0 | 0 | 0 | 0 | 0 | 0 | 0 | 0 | 0 | 0 | 0 | 0 | 0 | 0 | 0 | 0 | 0 | 0 | 0 | 0 | 0 | 0 | 0 | 0 | 0 | 0 | 0 | 0 | 0 | 0 | 0 | 0 | 0 | 0 | 0 | 0 | 0 | 0 | 0 | 0 | 0 | 0 | 0 | 0 | 0 | 0 | 0 | 0 | 0 | 0 | 0 | 0 | 0 | 0 | 0 | 0 | 0 | 0 | 0 | 0 | 0 | 0 | 0 | 0 | 0 | 0 | 0 | 0 | 0 | 0 | 0 | 0 | 0 | 0 | 0 | 0 | 0 | 0 | 0 | 0 | 0 | 0 | 0 | 0 | 0 | 0 | 0 | 0 | 0 | 0 | 0 | 0 | 0 | 0 | 0 | 0 | 0 | 0 | 0 | 0 | 0 | 0 | 0 | 0 | 0 | 0 | 0 | 0 | 0 | 0 | 0 | 0 | 0 | 0 | 0 | 0 | 0 | 0 | 0 | 0 | 0 | 0 | 0 | 0 | 0 | 0 | 0 | 0 | 0 | 0 | 0 | 0 | 0 | 0 | 0 | 0 | 0 | 0 | 0 | 0 | 0 | 0 | 0 | 0 | 0 | 0 | 0 | 0 | 0 | 0 | 0 | 0 | 0 | 0 | 0 | 0 | 0 | 0 | 0 | 0 | 0 | 0 | 0 | 0 | 0 | 0 | 0 | 0 | 0 | 0 | 0 | 0 | 0 | 0 | 0 | 0 | 0 | 0 | 0 | 0 | 0 | 0 | 0 | 0 | 0 | 0 | 0 | 0 | 0 | 0 | 0 | 0 | 0 | 0 | 0 | 0 | 0 | 0 | 0 | 0 | 0 | 0 | 0 | 0 | 0 | 0 | 0 | 0 | 0 | 0 | 0 | 0 | 0 | 0 | 0 | 0 | 0 | 0 | 0 | 0 | 0 | 0 | 0 | 0 | 0 | 0 | 0 | 0 | 0 | 0 | 0 | 0 | 0 | 0 | 0 | 0 | 0 | 0 | 0 | 0 | 0 | 0 | 0 | 0 | 0 | 0 | 0 | 0 | 0 | 0 | 0 | 0 | 0 | 0 | 0 | 0 | 0 | 0 | 0 | 0 | 0 | 0 | 0 | 0 | 0 | 0 | 0 | 0 | 2959.7266 | 3008.4882 | 2956.3835 | 2996.3207 | 3077.9034 | 3143.122 | 3205.9845 | 3270.1042 | 3335.5062 | 3402.2164 | 3470.2607 | 3539.6659 | 3610.4592 | 3682.6684 | 3756.3218 | 3831.4482 | 3908.0772 | 3986.2387 | 4065.9635 | 4147.2828 | 4230.2284 | 4314.833 | 4401.1297 | 4489.1523 | 4578.9353 | 4670.514 | 4763.9243 | 4859.2028 | 4956.3868 | 5055.5146 | 5156.6249 | 5270.0706 | 5386.0122 | 5504.5044 | 5625.6035 | 5749.3668 | 5875.8529 | 6005.1216 | 6137.2343 | 6272.2535 | 6410.243 | 6551.2684 | 6695.3963 | 6842.695 | 6993.2343 | 7147.0854 | 7304.3213 | 0 | 0 | 0 | 0 | 0 | 0 | 0 | 0 | 0 | 0 | 0 | 0 | 0 | 0 | 0 | 0 | 0 | 0 | 0 |  | 0 | 0 | 0 | 0 | 0 | 0 | 0 | 0 | 0 | 0 | 0 | 0 | 0 | 0 | 0 | 0 | 0 | 0 | 0 | 0 | 0 | 0 | 0 | 0 | 0 | 0 | 0 | 0 | 0 | 0 | 0 | 0 | 0 | 0 | 0 | 0 | 0 | 0 | 0 | 0 | 0 | 0 | 0 | 0 | 0 | 0 | 0 | 0 | 0 | 0 | 0 | 0 | 0 | 0 | 0 | 0 | 0 | 0 | 0 | 0 | 0 | 0 | 0 | 0 | 0 | 0 |  | 0 | 0 | 0 | 0 | 0 | 0 | 0 | 0 | 0 | 0 | 0 | 0 | 0 | 0 | 0 | 0 | 0 | 0 | 0 | 0 | 0 | 0 | 0 | 0 | 0 | 0 | 0 | 0 | 0 | 0 | 0 | 0 | 0 | 0 | 0 | 0 | 0 | 0 | 0 | 0 | 0 | 0 | 0 | 0 | 0 | 0 | 0 | 0 | 0 | 0 | 0 | 0 | 0 | 0 | 0 | 0 | 0 | 0 | 0 | 0 | 0 | 0 | 0 | 0 | 0 | 0 | 3096.5468 | 3164.6708 | 3234.2936 | 3305.4481 | 3378.1679 | 3452.4876 | 3528.4423 | 3606.0681 | 3685.4016 | 3766.4804 | 3849.343 | 3934.0285 | 4020.5772 | 4109.0298 | 4199.4285 | 4291.8159 | 4386.2359 | 4482.7331 | 4581.3532 | 4682.143 | 4785.1501 | 4890.4234 | 4998.0127 | 5107.969 | 5220.3443 | 5335.1919 | 5452.5661 | 5572.5226 | 5695.1181 | 5820.4107 | 5948.4597 | 6079.3258 | 6213.071 | 6349.7586 | 6489.4532 | 6632.2212 | 6778.1301 | 6927.2489 | 7079.6484 | 7235.4007 | 7394.5795 | 7557.2602 | 7723.52 | 7893.4374 | 8067.093 | 8244.5691 | 8425.9496 | 0 | 0 | 0 | 0 | 0 | 0 | 0 | 0 | 0 | 0 | 0 | 0 | 0 | 0 | 0 | 0 | 0 | 0 | 0 |  | 1287.4881 | 1329.6613 | 1418.9841 | 1436.0481 | 1391.9898 | 1430.3531 | 1504.81 | 1535.4312 | 1566.0772 | 1646.5721 | 1707.9084 | 1706.0536 | 1781.1127 | 1723.7755 | 1863.9142 | 1849.9616 | 1971.8903 | 1925.1745 | 1931.8818 | 2075.5068 | 2114.5737 | 2192.1437 | 2301.2647 | 2227.494 | 2283.9032 | 2426.1021 | 2381.9631 | 2438.2059 | 2528.4638 | 2680.0045 | 2624.1459 | 2629.8963 | 2759.1708 | 2929.2265 | 2924.8548 | 3112.2032 | 3175.9103 | 3245.9665 | 3150.7904 | 3432.7702 | 3290.8508 | 3617.5287 | 3442.6665 | 3750.9388 | 3700.0884 | 3751.2039 | 3912.8266 | 0 | 0 | 0 | 0 | 0 | 0 | 0 | 0 | 0 | 0 | 0 | 0 | 0 | 0 | 0 | 0 | 0 | 0 |  | 1293.0331 | 1270.5258 | 1337.9697 | 1417.0095 | 1423.1568 | 1370.9681 | 1532.9549 | 1472.4287 | 1606.275 | 1643.1384 | 1632.3885 | 1721.0414 | 1720.5372 | 1756.1966 | 1800.08 | 1858.1166 | 1798.7484 | 1892.6357 | 1970.6588 | 2069.7916 | 2044.1964 | 2167.0829 | 2240.275 | 2296.355 | 2210.712 | 2346.3651 | 2414.5932 | 2456.4628 | 2508.3517 | 2475.5636 | 2436.945 | 2529.6454 | 2640.6877 | 2801.0196 | 2727.915 | 2889.6095 | 2873.2526 | 2817.2578 | 3078.0009 | 3026.6792 | 3253.7244 | 3201.2779 | 3243.9562 | 3274.6461 | 3398.6649 | 3455.8396 | 3651.1998 | 0 | 0 | 0 | 0 | 0 | 0 | 0 | 0 | 0 | 0 | 0 | 0 | 0 | 0 | 0 | 0 | 0 | 0 |  | 1233.2866 | 1341.3598 | 1316.9821 | 1307.447 | 1373.0576 | 1404.4774 | 1383.0209 | 1442.5505 | 1543.5558 | 1517.9909 | 1542.0261 | 1616.8669 | 1646.8974 | 1724.8404 | 1801.2729 | 1856.3786 | 1770.1342 | 1910.8324 | 1912.7398 | 1904.6672 | 2010.2338 | 2097.1658 | 2089.6328 | 2118.9091 | 2172.1879 | 2243.7221 | 2193.2162 | 2331.1147 | 2236.509 | 2358.592 | 2514.0085 | 2554.0434 | 2642.6674 | 2584.5908 | 2759.9622 | 2675.2383 | 2807.4262 | 3031.9514 | 2927.9092 | 3057.119 | 3084.8216 | 3189.1811 | 3332.6312 | 3363.5146 | 3430.4826 | 3554.2313 | 3618.3712 | 0 | 0 | 0 | 0 | 0 | 0 | 0 | 0 | 0 | 0 | 0 | 0 | 0 | 0 | 0 | 0 | 0 | 0
UG-1PH | 2.327% | 2.419% | SH-G35 | Royalton | 199309 | 199309: Fay Brook Rd. | 599580 | 476994 | 1PH | UG | 1.2 | Zone 3 | 210 | 694311 |  |  |  |  | 963753.0067 |  | 797764.0192 | 165988.9875 | 2014.9914 | 10381.7916 | 10752.028 | 39633.2949 | 1122943.3555 | 0 | 0 | 4911.0234 | 1961.2963 | 2020.5615 | 2078.2264 | 37180.4629 |  |  |  | 75117.8139 | 73279.0033 | 71188.7072 | 69187.9388 | 67269.9966 | 65428.6944 | 63658.2755 | 61953.413 | 60285.1521 | 58622.1323 | 56959.1125 | 55296.0926 | 53633.0728 | 51970.053 | 50307.0331 | 48644.0133 | 46980.9935 | 45317.9736 | 43654.9538 | 41991.934 | 40520.6 | 39432.5516 | 38536.1891 | 37639.8266 | 36743.4641 | 35847.1016 | 34950.7391 | 34054.3766 | 33158.014 | 32261.6515 | 31365.289 | 30468.9265 | 29572.564 | 28676.2015 | 27779.839 | 26883.4764 | 25987.1139 | 25090.7514 | 24194.3889 | 23298.0264 | 22401.6639 | 21505.3014 | 20608.9389 | 19712.5763 | 18816.2138 | 17919.8513 | 17023.4888 | 16127.1263 | 15230.7638 | 14334.4013 | [16 empty] | 11213.1227 | 11213.1227 | 11213.1227 | 11213.1227 | 11213.1227 | 11213.1227 | 11213.1227 | 11213.1227 | 11213.1227 | 11213.1227 | 11213.1227 | 11213.1227 | 11213.1227 | 11213.1227 | 11213.1227 | 11213.1227 | 11213.1227 | 11213.1227 | 11213.1227 | 11213.1227 | 11213.1227 | 11213.1227 | 11213.1227 | 11213.1227 | 11213.1227 | 11213.1227 | 11213.1227 | 11213.1227 | 11213.1227 | 11213.1227 | 11213.1227 | 11213.1227 | 11213.1227 | 11213.1227 | 11213.1227 | 11213.1227 | 11213.1227 | 11213.1227 | 11213.1227 | 11213.1227 | 11213.1227 | 11213.1227 | 11213.1227 | 11213.1227 | 11213.1227 | 11213.1227 | 11213.1227 | 11213.1227 | 11213.1227 | 11213.1227 | [16 empty] | 90.2153 | 95.6632 | 93.5151 | 102.7567 | 105.7341 | 107.9754 | 104.753 | 105.6779 | 109.5975 | 117.6919 | 115.0381 | 115.3911 | 128.9827 | 127.0047 | 124.3451 | 127.8037 | 133.1728 | 136.1113 | 142.2764 | 141.0897 | 147.0023 | 155.0093 | 157.1847 | 162.2135 | 167.1616 | 163.824 | 175.9447 | 175.707 | 173.7821 | 178.6858 | 189.1208 | 195.7448 | 193.0048 | 191.7212 | 212.6986 | 219.8081 | 224.3042 | 222.6686 | 236.3268 | 240.7725 | 229.9904 | 250.232 | 242.3645 | 258.0909 | 254.2077 | 262.4161 | 276.6198 | 275.9718 | 297.0388 | 292.6749 | 299.8361 | 295.5656 | 303.7231 | 317.4944 | 341.3397 | 340.4674 | 0 | 0 | 0 | 0 | 0 | 0 | 0 | 0 | 0 |  | 492.269 | 503.0989 | 514.1671 | 525.4788 | 537.0393 | 548.8542 | 560.929 | 573.2694 | 585.8813 | 598.7707 | 611.9437 | 625.4065 | 639.1654 | 653.227 | 667.598 | 682.2852 | 697.2955 | 712.636 | 728.314 | 744.3369 | 760.7123 | 777.4479 | 794.5518 | 812.0319 | 829.8966 | 848.1544 | 866.8138 | 885.8837 | 905.3731 | 925.2913 | 945.6477 | 966.452 | 987.7139 | 1009.4436 | 1031.6514 | 1054.3477 | 1077.5434 | 1101.2493 | 1125.4768 | 1150.2373 | 1175.5425 | 1201.4044 | 1227.8353 | 1254.8477 | 1282.4544 | 1310.6684 | 1339.5031 | 1368.9721 | 1399.0895 | 1429.8695 | 1461.3266 | 1493.4758 | 1526.3323 | 1559.9116 | 1594.2296 | 1629.3027 | 0 | 0 | 0 | 0 | 0 | 0 | 0 | 0 | 0 | 0 | 40.5256 | 41.4171 | 42.3283 | 43.2595 | 44.2112 | 45.1839 | 46.1779 | 47.1938 | 48.2321 | 49.2932 | 50.3777 | 51.486 | 52.6187 | 53.7763 | 54.9593 | 56.1685 | 57.4042 | 58.6671 | 59.9577 | 61.2768 | 62.6249 | 64.0026 | 65.4107 | 66.8497 | 68.3204 | 69.8235 | 71.3596 | 72.9295 | 74.5339 | 76.1737 | 77.8495 | 79.5622 | 81.3126 | 83.1014 | 84.9297 | 86.7981 | 88.7077 | 90.6593 | 92.6538 | 94.6921 | 96.7754 | 98.9044 | 101.0803 | 103.3041 | 105.5768 | 107.8995 | 110.2733 | 112.6993 | 115.1787 | 117.7126 | 120.3023 | 122.9489 | 125.6538 | 128.4182 | 131.2434 | 134.1307 | 0 | 0 | 0 | 0 | 0 | 0 | 0 | 0 | 0 | 0 | 161.873 | 165.4342 | 169.0738 | 172.7934 | 176.5949 | 180.48 | 184.4505 | 188.5084 | 192.6556 | 196.894 | 201.2257 | 205.6527 | 210.177 | 214.8009 | 219.5266 | 224.3561 | 229.292 | 234.3364 | 239.4918 | 244.7606 | 250.1453 | 255.6485 | 261.2728 | 267.0208 | 272.8953 | 278.899 | 285.0347 | 291.3055 | 297.7142 | 304.2639 | 310.9578 | 317.7988 | 324.7904 | 331.9358 | 339.2384 | 346.7016 | 354.3291 | 362.1243 | 370.091 | 378.233 | 386.5542 | 395.0583 | 403.7496 | 412.6321 | 421.71 | 430.9876 | 440.4694 | 450.1597 | 460.0632 | 470.1846 | 480.5287 | 491.1003 | 501.9045 | 512.9464 | 524.2312 | 535.7643 | 0 | 0 | 0 | 0 | 0 | 0 | 0 | 0 | 0 | 0 | 84.0197 | 85.8682 | 87.7573 | 89.6879 | 91.6611 | 93.6776 | 95.7385 | 97.8448 | 99.9974 | 102.1973 | 104.4456 | 106.7434 | 109.0918 | 111.4918 | 113.9446 | 116.4514 | 119.0134 | 121.6316 | 124.3075 | 127.0423 | 129.8372 | 132.6937 | 135.6129 | 138.5964 | 141.6455 | 144.7617 | 147.9465 | 151.2013 | 154.5277 | 157.9273 | 161.4018 | 164.9526 | 168.5815 | 172.2903 | 176.0807 | 179.9545 | 183.9135 | 187.9596 | 192.0947 | 196.3208 | 200.6399 | 205.0539 | 209.5651 | 214.1755 | 218.8874 | 223.7029 | 228.6244 | 233.6541 | 238.7945 | 244.048 | 249.4171 | 254.9042 | 260.5121 | 266.2434 | 272.1008 | 278.087 | 0 | 0 | 0 | 0 | 0 | 0 | 0 | 0 | 0 | 0 | 7.2665 | 7.4263 | 7.5897 | 7.7567 | 7.9273 | 8.1017 | 8.28 | 8.4621 | 8.6483 | 8.8386 | 9.033 | 9.2317 | 9.4348 | 9.6424 | 9.8545 | 10.0713 | 10.2929 | 10.5193 | 10.7508 | 10.9873 | 11.229 | 11.476 | 11.7285 | 11.9865 | 12.2502 | 12.5198 | 12.7952 | 13.0767 | 13.3644 | 13.6584 | 13.9589 | 14.266 | 14.5798 | 14.9006 | 15.2284 | 15.5634 | 15.9058 | 16.2557 | 16.6134 | 16.9789 | 17.3524 | 17.7341 | 18.1243 | 18.523 | 18.9305 | 19.347 | 19.7726 | 20.2076 | 20.6522 | 21.1066 | 21.5709 | 22.0455 | 22.5305 | 23.0261 | 23.5327 | 24.0504 | 0 | 0 | 0 | 0 | 0 | 0 | 0 | 0 | 0 | 0 | 216.1395 | 220.8946 | 225.7543 | 230.7209 | 235.7968 | 240.9843 | 246.2859 | 251.7042 | 257.2417 | 262.901 | 268.6849 | 274.5959 | 280.637 | 286.8111 | 293.1209 | 299.5696 | 306.1601 | 312.8956 | 319.7793 | 326.8145 | 334.0044 | 341.3525 | 348.8622 | 356.5372 | 364.381 | 372.3974 | 380.5901 | 388.9631 | 397.5203 | 406.2658 | 415.2036 | 424.3381 | 433.6735 | 443.2143 | 452.9651 | 462.9303 | 473.1148 | 483.5233 | 494.1608 | 505.0323 | 516.143 | 527.4982 | 539.1031 | 550.9634 | 563.0846 | 575.4725 | 588.1329 | 601.0718 | 614.2954 | 627.8099 | 641.6217 | 655.7374 | 670.1636 | 684.9072 | 699.9751 | 715.3746 | 0 | 0 | 0 | 0 | 0 | 0 | 0 | 0 | 0 | 0 | 509.8244 | 521.0405 | 532.5034 | 544.2185 | 556.1913 | 568.4275 | 580.9329 | 593.7134 | 606.7751 | 620.1242 | 633.7669 | 647.7098 | 661.9594 | 676.5225 | 691.406 | 706.6169 | 722.1625 | 738.05 | 754.2872 | 770.8815 | 787.8409 | 805.1734 | 822.8872 | 840.9907 | 859.4925 | 878.4013 | 897.7262 | 917.4761 | 937.6606 | 958.2891 | 979.3715 | 1000.9177 | 1022.9379 | 1045.4425 | 1068.4422 | 1091.948 | 1115.9708 | 1140.5222 | 1165.6137 | 1191.2572 | 1217.4648 | 1244.249 | 1271.6225 | 1299.5982 | 1328.1894 | 1357.4095 | 1387.2725 | 1417.7925 | 1448.984 | 1480.8616 | 1513.4406 | 1546.7363 | 1580.7645 | 1615.5413 | 1651.0832 | 1687.407 | 0 | 0 | 0 | 0 | 0 | 0 | 0 | 0 | 0 | 0 | 248.7587 | 252.857 | 248.4777 | 251.8344 | 258.6912 | 264.1727 | 269.4562 | 274.8453 | 280.3422 | 285.9491 | 291.668 | 297.5014 | 303.4514 | 309.5204 | 315.7109 | 322.0251 | 328.4656 | 335.0349 | 341.7356 | 348.5703 | 355.5417 | 362.6525 | 369.9056 | 377.3037 | 384.8498 | 392.5468 | 400.3977 | 408.4057 | 416.5738 | 424.9052 | 433.4034 | 442.9382 | 452.6829 | 462.6419 | 472.82 | 483.2221 | 493.8529 | 504.7177 | 515.8215 | 527.1696 | 538.7673 | 550.6202 | 562.7338 | 575.114 | 587.7665 | 600.6973 | 613.9127 | 627.4188 | 641.222 | 655.3288 | 669.7461 | 684.4805 | 699.5391 | 714.9289 | 730.6574 | 746.7318 | 0 | 0 | 0 | 0 | 0 | 0 | 0 | 0 | 0 | 0 |  | 0 | 0 | 0 | 0 | 0 | 0 | 0 | 0 | 0 | 0 | 0 | 0 | 0 | 0 | 0 | 0 | 0 | 0 | 0 | 0 | 0 | 0 | 0 | 0 | 0 | 0 | 0 | 0 | 0 | 0 | 0 | 0 | 0 | 0 | 0 | 0 | 0 | 0 | 0 | 0 | 0 | 0 | 0 | 0 | 0 | 0 | 0 | 0 | 0 | 0 | 0 | 0 | 0 | 0 | 0 | 0 | 0 | 0 | 0 | 0 | 0 | 0 | 0 | 0 | 0 | 0 |  | 0 | 0 | 0 | 0 | 0 | 0 | 0 | 0 | 0 | 0 | 0 | 0 | 0 | 0 | 0 | 0 | 0 | 0 | 0 | 0 | 0 | 0 | 0 | 0 | 0 | 0 | 0 | 0 | 0 | 0 | 0 | 0 | 0 | 0 | 0 | 0 | 0 | 0 | 0 | 0 | 0 | 0 | 0 | 0 | 0 | 0 | 0 | 0 | 0 | 0 | 0 | 0 | 0 | 0 | 0 | 0 | 0 | 0 | 0 | 0 | 0 | 0 | 0 | 0 | 0 | 0 | 1762.9703 | 1801.7556 | 1841.3942 | 1881.9049 | 1923.3068 | 1965.6196 | 2008.8632 | 2053.0582 | 2098.2255 | 2144.3864 | 2191.5629 | 2239.7773 | 2289.0524 | 2339.4116 | 2390.8786 | 2443.478 | 2497.2345 | 2552.1736 | 2608.3215 | 2665.7045 | 2724.35 | 2784.2857 | 2845.54 | 2908.1419 | 2972.121 | 3037.5077 | 3104.3329 | 3172.6282 | 3242.426 | 3313.7594 | 3386.6621 | 3461.1686 | 3537.3143 | 3615.1353 | 3694.6682 | 3775.9509 | 3859.0219 | 3943.9203 | 4030.6866 | 4119.3617 | 4209.9877 | 4302.6074 | 4397.2647 | 4494.0046 | 4592.8727 | 4693.9159 | 4797.182 | 4902.72 | 5010.5799 | 5120.8126 | 5233.4705 | 5348.6068 | 5466.2762 | 5586.5343 | 5709.438 | 5835.0457 | 0 | 0 | 0 | 0 | 0 | 0 | 0 | 0 | 0 | 0 |  | 93.6355 | 96.7026 | 103.1988 | 104.4399 | 101.2356 | 104.0257 | 109.4407 | 111.6677 | 113.8965 | 119.7507 | 124.2115 | 124.0766 | 129.5355 | 125.3655 | 135.5574 | 134.5427 | 143.4102 | 140.0127 | 140.5005 | 150.9459 | 153.7872 | 159.4286 | 167.3647 | 161.9996 | 166.1021 | 176.4438 | 173.2337 | 177.3241 | 183.8883 | 194.9094 | 190.847 | 191.2652 | 200.667 | 213.0347 | 212.7167 | 226.3421 | 230.9753 | 236.0703 | 229.1484 | 249.656 | 239.3346 | 263.093 | 250.3757 | 272.7955 | 269.0973 | 272.8148 | 284.5692 | 279.6463 | 294.0119 | 292.0509 | 299.4332 | 306.4823 | 313.2343 | 325.2151 | 338.1328 | 344.4644 | 0 | 0 | 0 | 0 | 0 | 0 | 0 | 0 | 0 |  | 94.0388 | 92.4019 | 97.3069 | 103.0552 | 103.5023 | 99.7068 | 111.4876 | 107.0857 | 116.82 | 119.501 | 118.7192 | 125.1666 | 125.13 | 127.7234 | 130.9149 | 135.1358 | 130.8181 | 137.6462 | 143.3206 | 150.5303 | 148.6688 | 157.606 | 162.9291 | 167.0076 | 160.7791 | 170.6447 | 175.6068 | 178.6518 | 182.4256 | 180.041 | 177.2324 | 183.9742 | 192.05 | 203.7105 | 198.3938 | 210.1534 | 208.9638 | 204.8915 | 223.8546 | 220.1221 | 236.6345 | 232.8202 | 235.9241 | 238.1561 | 247.1756 | 251.3338 | 265.5418 | 260.395 | 266.4824 | 278.7994 | 276.1874 | 292.8997 | 297.0987 | 314.3538 | 325.6089 | 315.1532 | 0 | 0 | 0 | 0 | 0 | 0 | 0 | 0 | 0 |  | 89.6936 | 97.5534 | 95.7805 | 95.0871 | 99.8587 | 102.1438 | 100.5833 | 104.9128 | 112.2586 | 110.3993 | 112.1473 | 117.5903 | 119.7744 | 125.4429 | 131.0017 | 135.0094 | 128.737 | 138.9696 | 139.1084 | 138.5212 | 146.1988 | 152.5211 | 151.9733 | 154.1025 | 157.9773 | 163.1798 | 159.5066 | 169.5356 | 162.6552 | 171.534 | 182.837 | 185.7486 | 192.194 | 187.9702 | 200.7245 | 194.5628 | 204.1765 | 220.5056 | 212.9389 | 222.3359 | 224.3507 | 231.9404 | 242.3732 | 244.6192 | 249.4896 | 258.4896 | 263.1543 | 268.5927 | 278.3836 | 263.2227 | 291.6654 | 279.3524 | 305.2108 | 304.4115 | 317.6399 | 312.8686 | 0 | 0 | 0 | 0 | 0 | 0 | 0 | 0 | 0
UG-1PH | 2.908% | 3.024% | SH-G35 | Royalton | 199373 | 199373: FAY BROOK RD P.44 -P.75 | 617377 | 476994 | 1PH | UG | 1.5 | Zone 3 | 135 | 867921 |  |  |  |  | 1204736.0237 |  | 997242.0793 | 207493.9444 | 2518.7392 | 6674.0089 | 13440.035 | 25478.5467 | 721892.1571 | 0 | 0 | 6138.7793 | 2451.6204 | 2525.7018 | 2597.783 | 46475.5786 |  |  |  | 93900.7565 | 91602.1579 | 88989.1906 | 86488.1372 | 84090.6204 | 81788.9071 | 79575.8013 | 77444.6439 | 75359.2403 | 73280.3883 | 71201.5363 | 69122.6842 | 67043.8322 | 64964.9802 | 62886.1281 | 60807.2761 | 58728.4241 | 56649.572 | 54570.72 | 52491.868 | 50652.6321 | 49292.5211 | 48172.0264 | 47051.5316 | 45931.0368 | 44810.542 | 43690.0473 | 42569.5525 | 41449.0577 | 40328.5629 | 39208.0682 | 38087.5734 | 36967.0786 | 35846.5838 | 34726.089 | 33605.5943 | 32485.0995 | 31364.6047 | 30244.1099 | 29123.6152 | 28003.1204 | 26882.6256 | 25762.1308 | 24641.6361 | 23521.1413 | 22400.6465 | 21280.1517 | 20159.6569 | 19039.1622 | 17918.6674 | [16 empty] | 14016.9242 | 14016.9242 | 14016.9242 | 14016.9242 | 14016.9242 | 14016.9242 | 14016.9242 | 14016.9242 | 14016.9242 | 14016.9242 | 14016.9242 | 14016.9242 | 14016.9242 | 14016.9242 | 14016.9242 | 14016.9242 | 14016.9242 | 14016.9242 | 14016.9242 | 14016.9242 | 14016.9242 | 14016.9242 | 14016.9242 | 14016.9242 | 14016.9242 | 14016.9242 | 14016.9242 | 14016.9242 | 14016.9242 | 14016.9242 | 14016.9242 | 14016.9242 | 14016.9242 | 14016.9242 | 14016.9242 | 14016.9242 | 14016.9242 | 14016.9242 | 14016.9242 | 14016.9242 | 14016.9242 | 14016.9242 | 14016.9242 | 14016.9242 | 14016.9242 | 14016.9242 | 14016.9242 | 14016.9242 | 14016.9242 | 14016.9242 | [16 empty] | 112.7691 | 119.579 | 116.8939 | 128.4459 | 132.1676 | 134.9693 | 130.9412 | 132.0973 | 136.9969 | 147.1149 | 143.7976 | 144.2388 | 161.2284 | 158.7559 | 155.4313 | 159.7547 | 166.466 | 170.1392 | 177.8454 | 176.3621 | 183.7529 | 193.7616 | 196.4809 | 202.7668 | 208.952 | 204.7799 | 219.9309 | 219.6337 | 217.2276 | 223.3573 | 236.401 | 244.6811 | 241.2561 | 239.6514 | 265.8733 | 274.7601 | 280.3803 | 278.3357 | 295.4085 | 300.9657 | 287.488 | 312.79 | 302.9557 | 322.6137 | 317.7597 | 328.0201 | 345.7747 | 344.9647 | 371.2985 | 365.8436 | 374.7952 | 369.457 | 379.6539 | 396.868 | 426.6747 | 425.5842 | 0 | 0 | 0 | 0 | 0 | 0 | 0 | 0 | 0 |  | 316.4587 | 323.4207 | 330.536 | 337.8078 | 345.2396 | 352.8348 | 360.5972 | 368.5303 | 376.638 | 384.924 | 393.3924 | 402.047 | 410.892 | 419.9317 | 429.1702 | 438.6119 | 448.2614 | 458.1231 | 468.2018 | 478.5023 | 489.0293 | 499.788 | 510.7833 | 522.0205 | 533.505 | 545.2421 | 557.2374 | 569.4966 | 582.0256 | 594.8301 | 607.9164 | 621.2906 | 634.9589 | 648.928 | 663.2045 | 677.795 | 692.7064 | 707.946 | 723.5208 | 739.4383 | 755.7059 | 772.3314 | 789.3227 | 806.6878 | 824.4349 | 842.5725 | 861.1091 | 880.0535 | 899.4147 | 919.2018 | 939.4243 | 960.0916 | 981.2136 | 1002.8003 | 1024.8619 | 1047.4089 | 0 | 0 | 0 | 0 | 0 | 0 | 0 | 0 | 0 | 0 | 50.657 | 51.7714 | 52.9104 | 54.0744 | 55.264 | 56.4798 | 57.7224 | 58.9923 | 60.2901 | 61.6165 | 62.9721 | 64.3575 | 65.7733 | 67.2203 | 68.6992 | 70.2106 | 71.7552 | 73.3338 | 74.9472 | 76.596 | 78.2811 | 80.0033 | 81.7634 | 83.5622 | 85.4005 | 87.2793 | 89.1995 | 91.1619 | 93.1674 | 95.2171 | 97.3119 | 99.4528 | 101.6407 | 103.8768 | 106.1621 | 108.4977 | 110.8846 | 113.3241 | 115.8172 | 118.3652 | 120.9692 | 123.6305 | 126.3504 | 129.1301 | 131.971 | 134.8743 | 137.8416 | 140.8741 | 143.9733 | 147.1407 | 150.3778 | 153.6862 | 157.0672 | 160.5227 | 164.0542 | 167.6634 | 0 | 0 | 0 | 0 | 0 | 0 | 0 | 0 | 0 | 0 | 202.3413 | 206.7928 | 211.3422 | 215.9918 | 220.7436 | 225.6 | 230.5632 | 235.6355 | 240.8195 | 246.1176 | 251.5321 | 257.0658 | 262.7213 | 268.5012 | 274.4082 | 280.4452 | 286.615 | 292.9205 | 299.3647 | 305.9508 | 312.6817 | 319.5607 | 326.591 | 333.776 | 341.1191 | 348.6237 | 356.2934 | 364.1319 | 372.1428 | 380.3299 | 388.6972 | 397.2485 | 405.988 | 414.9197 | 424.048 | 433.377 | 442.9113 | 452.6554 | 462.6138 | 472.7913 | 483.1927 | 493.8229 | 504.687 | 515.7902 | 527.1375 | 538.7346 | 550.5867 | 562.6996 | 575.079 | 587.7308 | 600.6608 | 613.8754 | 627.3806 | 641.183 | 655.289 | 669.7054 | 0 | 0 | 0 | 0 | 0 | 0 | 0 | 0 | 0 | 0 | 105.0247 | 107.3352 | 109.6966 | 112.1099 | 114.5763 | 117.097 | 119.6732 | 122.306 | 124.9967 | 127.7466 | 130.5571 | 133.4293 | 136.3648 | 139.3648 | 142.4308 | 145.5643 | 148.7667 | 152.0396 | 155.3844 | 158.8029 | 162.2966 | 165.8671 | 169.5162 | 173.2455 | 177.0569 | 180.9522 | 184.9331 | 189.0016 | 193.1597 | 197.4092 | 201.7522 | 206.1907 | 210.7269 | 215.3629 | 220.1009 | 224.9431 | 229.8919 | 234.9495 | 240.1184 | 245.401 | 250.7998 | 256.3174 | 261.9564 | 267.7194 | 273.6093 | 279.6287 | 285.7805 | 292.0677 | 298.4932 | 305.06 | 311.7713 | 318.6303 | 325.6402 | 332.8042 | 340.1259 | 347.6087 | 0 | 0 | 0 | 0 | 0 | 0 | 0 | 0 | 0 | 0 | 9.0831 | 9.2829 | 9.4871 | 9.6959 | 9.9092 | 10.1272 | 10.35 | 10.5777 | 10.8104 | 11.0482 | 11.2913 | 11.5397 | 11.7935 | 12.053 | 12.3182 | 12.5892 | 12.8661 | 13.1492 | 13.4385 | 13.7341 | 14.0363 | 14.3451 | 14.6606 | 14.9832 | 15.3128 | 15.6497 | 15.994 | 16.3459 | 16.7055 | 17.073 | 17.4486 | 17.8325 | 18.2248 | 18.6257 | 19.0355 | 19.4543 | 19.8823 | 20.3197 | 20.7667 | 21.2236 | 21.6905 | 22.1677 | 22.6554 | 23.1538 | 23.6632 | 24.1838 | 24.7158 | 25.2595 | 25.8153 | 26.3832 | 26.9636 | 27.5568 | 28.1631 | 28.7827 | 29.4159 | 30.063 | 0 | 0 | 0 | 0 | 0 | 0 | 0 | 0 | 0 | 0 | 270.1744 | 276.1183 | 282.1929 | 288.4011 | 294.7459 | 301.2304 | 307.8574 | 314.6303 | 321.5522 | 328.6263 | 335.8561 | 343.2449 | 350.7963 | 358.5138 | 366.4011 | 374.4619 | 382.7001 | 391.1195 | 399.7241 | 408.5181 | 417.5055 | 426.6906 | 436.0778 | 445.6715 | 455.4763 | 465.4967 | 475.7377 | 486.2039 | 496.9004 | 507.8322 | 519.0045 | 530.4226 | 542.0919 | 554.0179 | 566.2063 | 578.6629 | 591.3934 | 604.4041 | 617.701 | 631.2904 | 645.1788 | 659.3727 | 673.8789 | 688.7043 | 703.8558 | 719.3406 | 735.1661 | 751.3397 | 767.8692 | 784.7623 | 802.0271 | 819.6717 | 837.7045 | 856.134 | 874.9689 | 894.2182 | 0 | 0 | 0 | 0 | 0 | 0 | 0 | 0 | 0 | 0 | 637.2805 | 651.3006 | 665.6292 | 680.2731 | 695.2391 | 710.5343 | 726.1661 | 742.1418 | 758.4689 | 775.1552 | 792.2086 | 809.6372 | 827.4492 | 845.6531 | 864.2575 | 883.2711 | 902.7031 | 922.5626 | 942.8589 | 963.6018 | 984.8011 | 1006.4667 | 1028.609 | 1051.2384 | 1074.3656 | 1098.0017 | 1122.1577 | 1146.8452 | 1172.0758 | 1197.8614 | 1224.2144 | 1251.1471 | 1278.6723 | 1306.8031 | 1335.5528 | 1364.9349 | 1394.9635 | 1425.6527 | 1457.0171 | 1489.0714 | 1521.831 | 1555.3113 | 1589.5281 | 1624.4978 | 1660.2367 | 1696.7619 | 1734.0907 | 1772.2407 | 1811.23 | 1851.077 | 1891.8007 | 1933.4203 | 1975.9556 | 2019.4266 | 2063.854 | 2109.2588 | 0 | 0 | 0 | 0 | 0 | 0 | 0 | 0 | 0 | 0 | 310.9484 | 316.0713 | 310.5972 | 314.793 | 323.364 | 330.2159 | 336.8202 | 343.5566 | 350.4278 | 357.4363 | 364.585 | 371.8767 | 379.3143 | 386.9006 | 394.6386 | 402.5313 | 410.582 | 418.7936 | 427.1695 | 435.7129 | 444.4271 | 453.3157 | 462.382 | 471.6296 | 481.0622 | 490.6835 | 500.4971 | 510.5071 | 520.7172 | 531.1316 | 541.7542 | 553.6728 | 565.8536 | 578.3024 | 591.025 | 604.0276 | 617.3162 | 630.8971 | 644.7769 | 658.962 | 673.4591 | 688.2752 | 703.4173 | 718.8925 | 734.7081 | 750.8717 | 767.3908 | 784.2734 | 801.5275 | 819.1611 | 837.1826 | 855.6006 | 874.4238 | 893.6612 | 913.3217 | 933.4148 | 0 | 0 | 0 | 0 | 0 | 0 | 0 | 0 | 0 | 0 |  | 0 | 0 | 0 | 0 | 0 | 0 | 0 | 0 | 0 | 0 | 0 | 0 | 0 | 0 | 0 | 0 | 0 | 0 | 0 | 0 | 0 | 0 | 0 | 0 | 0 | 0 | 0 | 0 | 0 | 0 | 0 | 0 | 0 | 0 | 0 | 0 | 0 | 0 | 0 | 0 | 0 | 0 | 0 | 0 | 0 | 0 | 0 | 0 | 0 | 0 | 0 | 0 | 0 | 0 | 0 | 0 | 0 | 0 | 0 | 0 | 0 | 0 | 0 | 0 | 0 | 0 |  | 0 | 0 | 0 | 0 | 0 | 0 | 0 | 0 | 0 | 0 | 0 | 0 | 0 | 0 | 0 | 0 | 0 | 0 | 0 | 0 | 0 | 0 | 0 | 0 | 0 | 0 | 0 | 0 | 0 | 0 | 0 | 0 | 0 | 0 | 0 | 0 | 0 | 0 | 0 | 0 | 0 | 0 | 0 | 0 | 0 | 0 | 0 | 0 | 0 | 0 | 0 | 0 | 0 | 0 | 0 | 0 | 0 | 0 | 0 | 0 | 0 | 0 | 0 | 0 | 0 | 0 | 2203.7128 | 2252.1945 | 2301.7428 | 2352.3811 | 2404.1335 | 2457.0245 | 2511.079 | 2566.3227 | 2622.7819 | 2680.4831 | 2739.4537 | 2799.7217 | 2861.3155 | 2924.2645 | 2988.5983 | 3054.3475 | 3121.5431 | 3190.2171 | 3260.4018 | 3332.1307 | 3405.4375 | 3480.3572 | 3556.925 | 3635.1774 | 3715.1513 | 3796.8846 | 3880.4161 | 3965.7852 | 4053.0325 | 4142.1992 | 4233.3276 | 4326.4608 | 4421.6429 | 4518.9191 | 4618.3353 | 4719.9387 | 4823.7773 | 4929.9004 | 5038.3582 | 5149.2021 | 5262.4846 | 5378.2592 | 5496.5809 | 5617.5057 | 5741.0908 | 5867.3948 | 5996.4775 | 6128.4 | 6263.2248 | 6401.0158 | 6541.8381 | 6685.7586 | 6832.8452 | 6983.1678 | 7136.7975 | 7293.8071 | 0 | 0 | 0 | 0 | 0 | 0 | 0 | 0 | 0 | 0 |  | 117.0444 | 120.8783 | 128.9986 | 130.5498 | 126.5445 | 130.0321 | 136.8009 | 139.5847 | 142.3707 | 149.6884 | 155.2644 | 155.0958 | 161.9193 | 156.7069 | 169.4467 | 168.1783 | 179.2628 | 175.0159 | 175.6256 | 188.6824 | 192.234 | 199.2858 | 209.2059 | 202.4995 | 207.6276 | 220.5547 | 216.5421 | 221.6551 | 229.8603 | 243.6368 | 238.5587 | 239.0815 | 250.8337 | 266.2933 | 265.8959 | 282.9276 | 288.7191 | 295.0879 | 286.4355 | 312.07 | 299.1683 | 328.8662 | 312.9697 | 340.9944 | 336.3717 | 341.0185 | 355.7115 | 349.5578 | 367.5149 | 365.0636 | 374.2915 | 383.1029 | 391.5429 | 406.5189 | 422.666 | 430.5806 | 0 | 0 | 0 | 0 | 0 | 0 | 0 | 0 | 0 |  | 117.5485 | 115.5023 | 121.6336 | 128.819 | 129.3779 | 124.6335 | 139.3595 | 133.8572 | 146.025 | 149.3762 | 148.399 | 156.4583 | 156.4125 | 159.6542 | 163.6436 | 168.9197 | 163.5226 | 172.0578 | 179.1508 | 188.1629 | 185.836 | 197.0075 | 203.6614 | 208.7595 | 200.9738 | 213.3059 | 219.5085 | 223.3148 | 228.032 | 225.0512 | 221.5405 | 229.9678 | 240.0625 | 254.6381 | 247.9923 | 262.6918 | 261.2048 | 256.1143 | 279.8183 | 275.1527 | 295.7931 | 291.0253 | 294.9051 | 297.6951 | 308.9695 | 314.1672 | 331.9273 | 325.4937 | 333.103 | 348.4992 | 345.2342 | 366.1246 | 371.3733 | 392.9422 | 407.0111 | 393.9415 | 0 | 0 | 0 | 0 | 0 | 0 | 0 | 0 | 0 |  | 112.117 | 121.9418 | 119.7256 | 118.8588 | 124.8234 | 127.6798 | 125.7292 | 131.141 | 140.3233 | 137.9992 | 140.1842 | 146.9879 | 149.7179 | 156.8037 | 163.7521 | 168.7617 | 160.9213 | 173.712 | 173.8854 | 173.1516 | 182.7485 | 190.6514 | 189.9666 | 192.6281 | 197.4716 | 203.9747 | 199.3833 | 211.9195 | 203.319 | 214.4175 | 228.5462 | 232.1858 | 240.2425 | 234.9628 | 250.9057 | 243.2035 | 255.2206 | 275.6319 | 266.1736 | 277.9199 | 280.4383 | 289.9256 | 302.9665 | 305.7741 | 311.8621 | 323.1119 | 328.9428 | 335.7408 | 347.9795 | 329.0284 | 364.5817 | 349.1905 | 381.5135 | 380.5143 | 397.0499 | 391.0857 | 0 | 0 | 0 | 0 | 0 | 0 | 0 | 0 | 0
OH-3PH | 6.165% | 5.846% | EL-G40 | White River Jct | 199494 | 199494: L3P52 | 619216 | 620436 | 3PH | OH | 3 | Zone 2 | 840 | 2227005 |  |  |  |  | 3091241.1941 |  | 2558830.9269 | 532410.2672 | 23850.4114 | 11403.1823 | 0 | 123513.224 | 3940557.8932 | 0 | 0 | 50534.6925 | 23247.4784 | 23988.5966 | 24627.8072 | 56386.7946 |  |  |  | 240940.6551 | 235042.6636 | 228338.0312 | 221920.5597 | 215768.7533 | 209862.7698 | 204184.145 | 198715.7924 | 193364.8397 | 188030.6976 | 182696.5556 | 177362.4136 | 172028.2716 | 166694.1296 | 161359.9876 | 156025.8455 | 150691.7035 | 145357.5615 | 140023.4195 | 134689.2775 | 129969.9684 | 126480.0495 | 123604.9636 | 120729.8776 | 117854.7917 | 114979.7057 | 112104.6198 | 109229.5338 | 106354.4479 | 103479.3619 | 100604.276 | 97729.19 | 94854.1041 | 91979.0181 | 89103.9322 | 86228.8462 | 83353.7603 | 80478.6743 | 77603.5884 | 74728.5025 | 71853.4165 | 68978.3306 | 66103.2446 | 63228.1587 | 60353.0727 | 57477.9868 | 54602.9008 | 51727.8149 | 48852.7289 | 45977.643 | [16 empty] | 35966.1308 | 35966.1308 | 35966.1308 | 35966.1308 | 35966.1308 | 35966.1308 | 35966.1308 | 35966.1308 | 35966.1308 | 35966.1308 | 35966.1308 | 35966.1308 | 35966.1308 | 35966.1308 | 35966.1308 | 35966.1308 | 35966.1308 | 35966.1308 | 35966.1308 | 35966.1308 | 35966.1308 | 35966.1308 | 35966.1308 | 35966.1308 | 35966.1308 | 35966.1308 | 35966.1308 | 35966.1308 | 35966.1308 | 35966.1308 | 35966.1308 | 35966.1308 | 35966.1308 | 35966.1308 | 35966.1308 | 35966.1308 | 35966.1308 | 35966.1308 | 35966.1308 | 35966.1308 | 35966.1308 | 35966.1308 | 35966.1308 | 35966.1308 | 35966.1308 | 35966.1308 | 35966.1308 | 35966.1308 | 35966.1308 | 35966.1308 | [16 empty] | 1127.6909 | 1195.7905 | 1168.9388 | 1284.4591 | 1321.6764 | 1349.6931 | 1309.4122 | 1320.9732 | 1369.9685 | 1471.1487 | 1437.9758 | 1442.3882 | 1612.2835 | 1587.559 | 1554.3132 | 1597.5466 | 1664.6597 | 1701.3917 | 1778.4544 | 1763.6213 | 1837.5292 | 1937.6164 | 1964.8086 | 2027.6685 | 2089.5195 | 2047.7994 | 2199.3089 | 2196.3369 | 2172.2762 | 2233.573 | 2364.0096 | 2446.8106 | 2412.5606 | 2396.5145 | 2658.7328 | 2747.6012 | 2803.8027 | 2783.3572 | 2954.0845 | 3009.6566 | 2874.8802 | 3127.8996 | 3029.5566 | 3226.1367 | 3177.5966 | 3280.2012 | 3457.747 | 0 | 0 | 0 | 0 | 0 | 0 | 0 | 0 | 0 | 0 | 0 | 0 | 0 | 0 | 0 | 0 | 0 | 0 |  | 569.2901 | 581.8145 | 594.6144 | 607.6959 | 621.0652 | 634.7287 | 648.6927 | 662.9639 | 677.5491 | 692.4552 | 707.6892 | 723.2584 | 739.1701 | 755.4318 | 772.0513 | 789.0364 | 806.3952 | 824.1359 | 842.2669 | 860.7968 | 879.7343 | 899.0885 | 918.8684 | 939.0835 | 959.7434 | 980.8577 | 1002.4366 | 1024.4902 | 1047.029 | 1070.0636 | 1093.605 | 1117.6643 | 1142.253 | 1167.3825 | 1193.0649 | 1219.3124 | 1246.1372 | 1273.5523 | 1301.5704 | 1330.205 | 1359.4695 | 1389.3778 | 1419.9441 | 1451.1829 | 1483.1089 | 1515.7373 | 1549.0835 | 0 | 0 | 0 | 0 | 0 | 0 | 0 | 0 | 0 | 0 | 0 | 0 | 0 | 0 | 0 | 0 | 0 | 0 | 0 | 0 | 0 | 0 | 0 | 0 | 0 | 0 | 0 | 0 | 0 | 0 | 0 | 0 | 0 | 0 | 0 | 0 | 0 | 0 | 0 | 0 | 0 | 0 | 0 | 0 | 0 | 0 | 0 | 0 | 0 | 0 | 0 | 0 | 0 | 0 | 0 | 0 | 0 | 0 | 0 | 0 | 0 | 0 | 0 | 0 | 0 | 0 | 0 | 0 | 0 | 0 | 0 | 0 | 0 | 0 | 0 | 0 | 0 | 0 | 0 | 0 | 0 | 0 | 0 | 0 | 0 | 0 | 0 | 0 | 0 | 0 | 0 | 0 | 0 | 0 | 0 | 0 | 0 | 0 | 0 | 0 | 0 | 0 | 0 | 0 | 0 | 0 | 0 | 0 | 0 | 0 | 0 | 0 | 0 | 0 | 0 | 0 | 0 | 0 | 0 | 0 | 0 | 0 | 0 | 0 | 0 | 0 | 0 | 0 | 0 | 0 | 0 | 0 | 0 | 0 | 0 | 0 | 0 | 0 | 0 | 0 | 0 | 0 | 0 | 0 | 0 | 0 | 0 | 0 | 0 | 0 | 0 | 0 | 0 | 0 | 0 | 0 | 0 | 0 | 0 | 0 | 0 | 0 | 0 | 0 | 0 | 0 | 0 | 0 | 0 | 0 | 0 | 0 | 0 | 0 | 0 | 0 | 0 | 0 | 0 | 0 | 0 | 0 | 0 | 0 | 0 | 0 | 0 | 0 | 0 | 0 | 0 | 0 | 0 | 0 | 0 | 0 | 0 | 0 | 0 | 0 | 0 | 0 | 0 | 0 | 0 | 0 | 0 | 0 | 0 | 0 | 0 | 0 | 0 | 0 | 0 | 0 | 0 | 0 | 0 | 0 | 0 | 0 | 0 | 0 | 0 | 0 | 0 | 0 | 0 | 0 | 0 | 0 | 0 | 0 | 0 | 0 | 0 | 0 | 0 | 0 | 0 | 0 | 0 | 0 | 0 | 0 | 0 | 0 | 0 | 0 | 0 | 0 | 0 | 0 | 0 | 0 | 0 | 0 | 0 | 0 | 0 | 0 | 0 | 0 | 0 | 0 | 0 | 0 | 0 | 0 | 0 | 0 | 0 | 0 | 0 | 0 | 0 | 0 | 0 | 0 | 0 | 0 | 0 | 0 | 0 | 0 | 0 | 0 | 0 | 0 | 0 | 0 | 0 | 0 | 0 | 0 | 0 | 0 | 0 | 0 | 0 | 0 | 0 | 0 | 0 | 0 | 0 | 0 | 0 | 0 | 0 | 0 | 0 | 0 | 0 | 0 | 0 | 0 | 0 | 0 | 0 | 0 | 0 | 0 | 0 | 0 | 0 | 0 | 0 | 0 | 0 | 0 | 0 | 0 | 0 | 0 | 0 | 0 | 0 | 0 | 0 | 0 | 0 | 0 | 0 | 0 | 0 | 0 | 0 | 0 | 0 | 0 | 0 | 0 | 0 | 0 | 0 | 0 | 0 | 0 | 0 | 0 | 0 | 0 | 0 | 0 | 0 | 0 | 0 | 0 | 0 | 0 | 0 | 0 | 0 | 0 | 0 | 0 | 0 | 0 | 0 | 0 | 0 | 0 | 0 | 0 | 0 | 0 | 0 | 0 | 0 | 0 | 0 | 0 | 0 | 0 | 0 | 0 | 0 | 0 | 0 | 0 | 0 | 0 | 0 | 0 | 0 | 0 | 0 | 0 | 0 | 0 | 0 | 0 | 0 | 2690.6606 | 2734.9893 | 2687.6214 | 2723.9279 | 2798.094 | 2857.3837 | 2914.5313 | 2972.822 | 3032.2784 | 3092.924 | 3154.7825 | 3217.8781 | 3282.2357 | 3347.8804 | 3414.838 | 3483.1347 | 3552.7974 | 3623.8534 | 3696.3305 | 3770.2571 | 3845.6622 | 3922.5755 | 4001.027 | 4081.0475 | 4162.6685 | 4245.9218 | 4330.8403 | 4417.4571 | 4505.8062 | 4595.9223 | 4687.8408 | 4790.9733 | 4896.3747 | 5004.0949 | 5114.185 | 5226.6971 | 5341.6844 | 5459.2015 | 5579.3039 | 5702.0486 | 5827.4937 | 5955.6985 | 6086.7239 | 6220.6318 | 6357.4857 | 6497.3504 | 6640.2921 | 0 | 0 | 0 | 0 | 0 | 0 | 0 | 0 | 0 | 0 | 0 | 0 | 0 | 0 | 0 | 0 | 0 | 0 | 0 |  | 0 | 0 | 0 | 0 | 0 | 0 | 0 | 0 | 0 | 0 | 0 | 0 | 0 | 0 | 0 | 0 | 0 | 0 | 0 | 0 | 0 | 0 | 0 | 0 | 0 | 0 | 0 | 0 | 0 | 0 | 0 | 0 | 0 | 0 | 0 | 0 | 0 | 0 | 0 | 0 | 0 | 0 | 0 | 0 | 0 | 0 | 0 | 0 | 0 | 0 | 0 | 0 | 0 | 0 | 0 | 0 | 0 | 0 | 0 | 0 | 0 | 0 | 0 | 0 | 0 | 0 |  | 0 | 0 | 0 | 0 | 0 | 0 | 0 | 0 | 0 | 0 | 0 | 0 | 0 | 0 | 0 | 0 | 0 | 0 | 0 | 0 | 0 | 0 | 0 | 0 | 0 | 0 | 0 | 0 | 0 | 0 | 0 | 0 | 0 | 0 | 0 | 0 | 0 | 0 | 0 | 0 | 0 | 0 | 0 | 0 | 0 | 0 | 0 | 0 | 0 | 0 | 0 | 0 | 0 | 0 | 0 | 0 | 0 | 0 | 0 | 0 | 0 | 0 | 0 | 0 | 0 | 0 | 2815.0426 | 2876.9735 | 2940.2669 | 3004.9528 | 3071.0617 | 3138.6251 | 3207.6749 | 3278.2437 | 3350.3651 | 3424.0731 | 3499.4027 | 3576.3896 | 3655.0701 | 3735.4817 | 3817.6623 | 3901.6508 | 3987.4872 | 4075.2119 | 4164.8665 | 4256.4936 | 4350.1365 | 4445.8395 | 4543.6479 | 4643.6082 | 4745.7676 | 4850.1745 | 4956.8783 | 5065.9296 | 5177.3801 | 5291.2824 | 5407.6906 | 5526.6598 | 5648.2464 | 5772.5078 | 5899.5029 | 6029.292 | 6161.9364 | 6297.499 | 6436.044 | 6577.637 | 6722.345 | 6870.2366 | 7021.3818 | 7175.8522 | 7333.7209 | 7495.0628 | 7659.9542 | 0 | 0 | 0 | 0 | 0 | 0 | 0 | 0 | 0 | 0 | 0 | 0 | 0 | 0 | 0 | 0 | 0 | 0 | 0 |  | 1170.4437 | 1208.783 | 1289.9856 | 1305.4983 | 1265.4453 | 1300.321 | 1368.0091 | 1395.8465 | 1423.7066 | 1496.8837 | 1552.644 | 1550.9578 | 1619.1934 | 1567.0686 | 1694.4675 | 1681.7832 | 1792.6275 | 1750.1587 | 1756.2562 | 1886.8243 | 1922.3397 | 1992.8579 | 2092.0589 | 2024.9946 | 2076.2756 | 2205.5473 | 2165.421 | 2216.5509 | 2298.6035 | 2436.3677 | 2385.5872 | 2390.8148 | 2508.3371 | 2662.9331 | 2658.9589 | 2829.2757 | 2887.1912 | 2950.8786 | 2864.3549 | 3120.7002 | 2991.6826 | 3288.6624 | 3129.6968 | 3409.9443 | 3363.7168 | 3410.1854 | 3557.1151 | 0 | 0 | 0 | 0 | 0 | 0 | 0 | 0 | 0 | 0 | 0 | 0 | 0 | 0 | 0 | 0 | 0 | 0 |  | 1175.4846 | 1155.0235 | 1216.3361 | 1288.1905 | 1293.7789 | 1246.3347 | 1393.5953 | 1338.5715 | 1460.25 | 1493.7621 | 1483.9895 | 1564.5831 | 1564.1248 | 1596.5424 | 1636.4363 | 1689.1969 | 1635.2258 | 1720.5779 | 1791.508 | 1881.6287 | 1858.3604 | 1970.0754 | 2036.6137 | 2087.5954 | 2009.7382 | 2133.0592 | 2195.0847 | 2233.148 | 2280.3197 | 2250.5124 | 2215.4045 | 2299.6777 | 2400.6252 | 2546.3814 | 2479.9228 | 2626.9177 | 2612.0478 | 2561.1435 | 2798.1826 | 2751.5266 | 2957.9313 | 2910.2527 | 2949.0511 | 2976.951 | 3089.6954 | 3141.6724 | 3319.2726 | 0 | 0 | 0 | 0 | 0 | 0 | 0 | 0 | 0 | 0 | 0 | 0 | 0 | 0 | 0 | 0 | 0 | 0 |  | 1121.1696 | 1219.418 | 1197.2565 | 1188.5882 | 1248.2342 | 1276.7977 | 1257.2918 | 1311.4095 | 1403.2326 | 1379.9917 | 1401.8419 | 1469.879 | 1497.1795 | 1568.0367 | 1637.5208 | 1687.6169 | 1609.2129 | 1737.1204 | 1738.8544 | 1731.5156 | 1827.4853 | 1906.5144 | 1899.6661 | 1926.281 | 1974.7163 | 2039.7473 | 1993.8329 | 2119.1951 | 2033.19 | 2144.1746 | 2285.4623 | 2321.8576 | 2402.4249 | 2349.628 | 2509.0566 | 2432.0349 | 2552.2056 | 2756.3195 | 2661.7356 | 2779.1991 | 2804.3833 | 2899.2556 | 3029.6647 | 3057.7406 | 3118.6206 | 3231.1194 | 3289.4283 | 0 | 0 | 0 | 0 | 0 | 0 | 0 | 0 | 0 | 0 | 0 | 0 | 0 | 0 | 0 | 0 | 0 | 0
UG-1PH | 5.815% | 6.048% | SH-G35 | Royalton | 199498 | 199498: Brk Rd. P.75-L.81P.76 | 617059 | 476994, 618154 | 1PH | UG | 3 | Zone 3 | 107 | 1735452 |  |  |  |  | 2408930.6996 |  | 1994036.0483 | 414894.6514 | 5037.4784 | 5289.77 | 26880.07 | 20194.1074 | 572166.3764 | 0 | 0 | 12277.5585 | 4903.2409 | 5051.4037 | 5195.5661 | 92951.1571 |  |  |  | 187759.3188 | 183163.1544 | 177938.3939 | 172937.4111 | 168143.4547 | 163541.0623 | 159115.8452 | 154854.4882 | 150684.618 | 146527.8481 | 142371.0781 | 138214.3082 | 134057.5383 | 129900.7683 | 125743.9984 | 121587.2285 | 117430.4585 | 113273.6886 | 109116.9186 | 104960.1487 | 101282.5034 | 98562.8927 | 96322.4067 | 94081.9206 | 91841.4345 | 89600.9485 | 87360.4624 | 85119.9764 | 82879.4903 | 80639.0042 | 78398.5182 | 76158.0321 | 73917.5461 | 71677.06 | 69436.5739 | 67196.0879 | 64955.6018 | 62715.1158 | 60474.6297 | 58234.1436 | 55993.6576 | 53753.1715 | 51512.6855 | 49272.1994 | 47031.7133 | 44791.2273 | 42550.7412 | 40310.2552 | 38069.7691 | 35829.283 | [16 empty] | 28027.5498 | 28027.5498 | 28027.5498 | 28027.5498 | 28027.5498 | 28027.5498 | 28027.5498 | 28027.5498 | 28027.5498 | 28027.5498 | 28027.5498 | 28027.5498 | 28027.5498 | 28027.5498 | 28027.5498 | 28027.5498 | 28027.5498 | 28027.5498 | 28027.5498 | 28027.5498 | 28027.5498 | 28027.5498 | 28027.5498 | 28027.5498 | 28027.5498 | 28027.5498 | 28027.5498 | 28027.5498 | 28027.5498 | 28027.5498 | 28027.5498 | 28027.5498 | 28027.5498 | 28027.5498 | 28027.5498 | 28027.5498 | 28027.5498 | 28027.5498 | 28027.5498 | 28027.5498 | 28027.5498 | 28027.5498 | 28027.5498 | 28027.5498 | 28027.5498 | 28027.5498 | 28027.5498 | 28027.5498 | 28027.5498 | 28027.5498 | [16 empty] | 225.5382 | 239.1581 | 233.7878 | 256.8918 | 264.3353 | 269.9386 | 261.8824 | 264.1946 | 273.9937 | 294.2297 | 287.5952 | 288.4776 | 322.4567 | 317.5118 | 310.8626 | 319.5093 | 332.9319 | 340.2783 | 355.6909 | 352.7243 | 367.5058 | 387.5233 | 392.9617 | 405.5337 | 417.9039 | 409.5599 | 439.8618 | 439.2674 | 434.4552 | 446.7146 | 472.8019 | 489.3621 | 482.5121 | 479.3029 | 531.7466 | 549.5202 | 560.7605 | 556.6714 | 590.8169 | 601.9313 | 574.976 | 625.5799 | 605.9113 | 645.2273 | 635.5193 | 656.0402 | 691.5494 | 689.9294 | 742.5971 | 731.6872 | 749.5903 | 738.9139 | 759.3078 | 793.7359 | 853.3493 | 851.1685 | 0 | 0 | 0 | 0 | 0 | 0 | 0 | 0 | 0 |  | 250.8228 | 256.3409 | 261.9804 | 267.744 | 273.6343 | 279.6543 | 285.8067 | 292.0944 | 298.5205 | 305.0879 | 311.7999 | 318.6595 | 325.67 | 332.8347 | 340.1571 | 347.6405 | 355.2886 | 363.105 | 371.0933 | 379.2574 | 387.601 | 396.1282 | 404.8431 | 413.7496 | 422.8521 | 432.1548 | 441.6622 | 451.3788 | 461.3092 | 471.458 | 481.83 | 492.4303 | 503.2638 | 514.3356 | 525.6509 | 537.2153 | 549.034 | 561.1127 | 573.4572 | 586.0733 | 598.9669 | 612.1442 | 625.6113 | 639.3748 | 653.441 | 667.8167 | 682.5087 | 697.5239 | 712.8694 | 728.5525 | 744.5807 | 760.9615 | 777.7026 | 794.8121 | 812.298 | 830.1685 | 0 | 0 | 0 | 0 | 0 | 0 | 0 | 0 | 0 | 0 | 101.3139 | 103.5428 | 105.8208 | 108.1488 | 110.5281 | 112.9597 | 115.4448 | 117.9846 | 120.5803 | 123.233 | 125.9442 | 128.7149 | 131.5467 | 134.4407 | 137.3984 | 140.4211 | 143.5104 | 146.6676 | 149.8943 | 153.192 | 156.5622 | 160.0066 | 163.5267 | 167.1243 | 170.8011 | 174.5587 | 178.399 | 182.3237 | 186.3349 | 190.4342 | 194.6238 | 198.9055 | 203.2814 | 207.7536 | 212.3242 | 216.9953 | 221.7692 | 226.6482 | 231.6344 | 236.7304 | 241.9384 | 247.2611 | 252.7008 | 258.2603 | 263.942 | 269.7487 | 275.6832 | 281.7482 | 287.9467 | 294.2815 | 300.7557 | 307.3723 | 314.1345 | 321.0455 | 328.1085 | 335.3268 | 0 | 0 | 0 | 0 | 0 | 0 | 0 | 0 | 0 | 0 | 404.6826 | 413.5856 | 422.6845 | 431.9835 | 441.4872 | 451.1999 | 461.1263 | 471.2711 | 481.639 | 492.2351 | 503.0643 | 514.1317 | 525.4426 | 537.0023 | 548.8164 | 560.8903 | 573.2299 | 585.841 | 598.7295 | 611.9015 | 625.3634 | 639.1214 | 653.182 | 667.552 | 682.2382 | 697.2474 | 712.5869 | 728.2638 | 744.2856 | 760.6599 | 777.3944 | 794.4971 | 811.976 | 829.8395 | 848.0959 | 866.754 | 885.8226 | 905.3107 | 925.2276 | 945.5826 | 966.3854 | 987.6459 | 1009.3741 | 1031.5803 | 1054.2751 | 1077.4691 | 1101.1734 | 1125.3993 | 1150.158 | 1175.4615 | 1201.3217 | 1227.7507 | 1254.7613 | 1282.366 | 1310.5781 | 1339.4108 | 0 | 0 | 0 | 0 | 0 | 0 | 0 | 0 | 0 | 0 | 210.0494 | 214.6705 | 219.3932 | 224.2199 | 229.1527 | 234.194 | 239.3463 | 244.6119 | 249.9934 | 255.4933 | 261.1141 | 266.8586 | 272.7295 | 278.7296 | 284.8616 | 291.1286 | 297.5334 | 304.0791 | 310.7689 | 317.6058 | 324.5931 | 331.7342 | 339.0323 | 346.491 | 354.1138 | 361.9043 | 369.8662 | 378.0033 | 386.3193 | 394.8184 | 403.5044 | 412.3815 | 421.4539 | 430.7259 | 440.2018 | 449.8863 | 459.7838 | 469.899 | 480.2368 | 490.802 | 501.5996 | 512.6348 | 523.9128 | 535.4389 | 547.2185 | 559.2573 | 571.561 | 584.1353 | 596.9863 | 610.12 | 623.5427 | 637.2606 | 651.2803 | 665.6085 | 680.2519 | 695.2174 | 0 | 0 | 0 | 0 | 0 | 0 | 0 | 0 | 0 | 0 | 18.1662 | 18.5658 | 18.9743 | 19.3917 | 19.8183 | 20.2543 | 20.6999 | 21.1553 | 21.6207 | 22.0964 | 22.5825 | 23.0793 | 23.5871 | 24.106 | 24.6363 | 25.1783 | 25.7322 | 26.2984 | 26.8769 | 27.4682 | 28.0725 | 28.6901 | 29.3213 | 29.9664 | 30.6256 | 31.2994 | 31.988 | 32.6917 | 33.4109 | 34.146 | 34.8972 | 35.6649 | 36.4495 | 37.2514 | 38.071 | 38.9085 | 39.7645 | 40.6393 | 41.5334 | 42.4471 | 43.381 | 44.3354 | 45.3107 | 46.3076 | 47.3263 | 48.3675 | 49.4316 | 50.5191 | 51.6305 | 52.7664 | 53.9272 | 55.1136 | 56.3261 | 57.5653 | 58.8318 | 60.1261 | 0 | 0 | 0 | 0 | 0 | 0 | 0 | 0 | 0 | 0 | 540.3489 | 552.2365 | 564.3858 | 576.8022 | 589.4919 | 602.4607 | 615.7148 | 629.2606 | 643.1043 | 657.2526 | 671.7122 | 686.4898 | 701.5926 | 717.0276 | 732.8022 | 748.9239 | 765.4002 | 782.239 | 799.4483 | 817.0361 | 835.0109 | 853.3812 | 872.1556 | 891.343 | 910.9525 | 930.9935 | 951.4754 | 972.4078 | 993.8008 | 1015.6644 | 1038.009 | 1060.8452 | 1084.1838 | 1108.0359 | 1132.4126 | 1157.3257 | 1182.7869 | 1208.8082 | 1235.402 | 1262.5808 | 1290.3576 | 1318.7455 | 1347.7579 | 1377.4085 | 1407.7115 | 1438.6812 | 1470.3322 | 1502.6795 | 1535.7384 | 1569.5247 | 1604.0542 | 1639.3434 | 1675.409 | 1712.268 | 1749.9378 | 1788.4365 | 0 | 0 | 0 | 0 | 0 | 0 | 0 | 0 | 0 | 0 | 1274.5609 | 1302.6012 | 1331.2585 | 1360.5462 | 1390.4782 | 1421.0687 | 1452.3322 | 1484.2835 | 1516.9378 | 1550.3104 | 1584.4172 | 1619.2744 | 1654.8984 | 1691.3062 | 1728.5149 | 1766.5423 | 1805.4062 | 1845.1251 | 1885.7179 | 1927.2037 | 1969.6022 | 2012.9334 | 2057.2179 | 2102.4767 | 2148.7312 | 2196.0033 | 2244.3154 | 2293.6903 | 2344.1515 | 2395.7228 | 2448.4287 | 2502.2942 | 2557.3446 | 2613.6062 | 2671.1056 | 2729.8699 | 2789.927 | 2851.3054 | 2914.0341 | 2978.1429 | 3043.662 | 3110.6226 | 3179.0563 | 3248.9955 | 3320.4734 | 3393.5238 | 3468.1814 | 3544.4814 | 3622.4599 | 3702.1541 | 3783.6015 | 3866.8407 | 3951.9112 | 4038.8532 | 4127.708 | 4218.5176 | 0 | 0 | 0 | 0 | 0 | 0 | 0 | 0 | 0 | 0 | 621.8968 | 632.1426 | 621.1944 | 629.586 | 646.7281 | 660.4318 | 673.6404 | 687.1133 | 700.8555 | 714.8726 | 729.1701 | 743.7535 | 758.6286 | 773.8011 | 789.2771 | 805.0627 | 821.1639 | 837.5872 | 854.339 | 871.4257 | 888.8543 | 906.6313 | 924.764 | 943.2593 | 962.1244 | 981.3669 | 1000.9943 | 1021.0141 | 1041.4344 | 1062.2631 | 1083.5084 | 1107.3456 | 1131.7072 | 1156.6047 | 1182.05 | 1208.0551 | 1234.6323 | 1261.7943 | 1289.5537 | 1317.9239 | 1346.9182 | 1376.5504 | 1406.8345 | 1437.7849 | 1469.4162 | 1501.7433 | 1534.7817 | 1568.5469 | 1603.0549 | 1638.3221 | 1674.3652 | 1711.2012 | 1748.8477 | 1787.3223 | 1826.6434 | 1866.8296 | 0 | 0 | 0 | 0 | 0 | 0 | 0 | 0 | 0 | 0 |  | 0 | 0 | 0 | 0 | 0 | 0 | 0 | 0 | 0 | 0 | 0 | 0 | 0 | 0 | 0 | 0 | 0 | 0 | 0 | 0 | 0 | 0 | 0 | 0 | 0 | 0 | 0 | 0 | 0 | 0 | 0 | 0 | 0 | 0 | 0 | 0 | 0 | 0 | 0 | 0 | 0 | 0 | 0 | 0 | 0 | 0 | 0 | 0 | 0 | 0 | 0 | 0 | 0 | 0 | 0 | 0 | 0 | 0 | 0 | 0 | 0 | 0 | 0 | 0 | 0 | 0 |  | 0 | 0 | 0 | 0 | 0 | 0 | 0 | 0 | 0 | 0 | 0 | 0 | 0 | 0 | 0 | 0 | 0 | 0 | 0 | 0 | 0 | 0 | 0 | 0 | 0 | 0 | 0 | 0 | 0 | 0 | 0 | 0 | 0 | 0 | 0 | 0 | 0 | 0 | 0 | 0 | 0 | 0 | 0 | 0 | 0 | 0 | 0 | 0 | 0 | 0 | 0 | 0 | 0 | 0 | 0 | 0 | 0 | 0 | 0 | 0 | 0 | 0 | 0 | 0 | 0 | 0 | 4407.4257 | 4504.3891 | 4603.4856 | 4704.7623 | 4808.2671 | 4914.0489 | 5022.158 | 5132.6455 | 5245.5637 | 5360.9661 | 5478.9074 | 5599.4433 | 5722.6311 | 5848.529 | 5977.1966 | 6108.6949 | 6243.0862 | 6380.4341 | 6520.8037 | 6664.2613 | 6810.8751 | 6960.7143 | 7113.85 | 7270.3547 | 7430.3026 | 7593.7692 | 7760.8321 | 7931.5704 | 8106.065 | 8284.3984 | 8466.6552 | 8652.9216 | 8843.2859 | 9037.8382 | 9236.6706 | 9439.8774 | 9647.5547 | 9859.8009 | 10076.7165 | 10298.4042 | 10524.9691 | 10756.5185 | 10993.1619 | 11235.0114 | 11482.1817 | 11734.7897 | 11992.955 | 12256.8001 | 12526.4497 | 12802.0315 | 13083.6762 | 13371.5171 | 13665.6905 | 13966.3357 | 14273.5951 | 14587.6142 | 0 | 0 | 0 | 0 | 0 | 0 | 0 | 0 | 0 | 0 |  | 234.0887 | 241.7566 | 257.9971 | 261.0997 | 253.0891 | 260.0642 | 273.6018 | 279.1693 | 284.7413 | 299.3767 | 310.5288 | 310.1916 | 323.8387 | 313.4137 | 338.8935 | 336.3566 | 358.5255 | 350.0317 | 351.2512 | 377.3649 | 384.4679 | 398.5716 | 418.4118 | 404.9989 | 415.2551 | 441.1095 | 433.0842 | 443.3102 | 459.7207 | 487.2735 | 477.1174 | 478.163 | 501.6674 | 532.5866 | 531.7918 | 565.8551 | 577.4382 | 590.1757 | 572.871 | 624.14 | 598.3365 | 657.7325 | 625.9394 | 681.9889 | 672.7434 | 682.0371 | 711.423 | 699.1157 | 735.0298 | 730.1273 | 748.583 | 766.2058 | 783.0858 | 813.0378 | 845.332 | 861.1611 | 0 | 0 | 0 | 0 | 0 | 0 | 0 | 0 | 0 |  | 235.0969 | 231.0047 | 243.2672 | 257.6381 | 258.7558 | 249.2669 | 278.7191 | 267.7143 | 292.05 | 298.7524 | 296.7979 | 312.9166 | 312.825 | 319.3085 | 327.2873 | 337.8394 | 327.0452 | 344.1156 | 358.3016 | 376.3257 | 371.6721 | 394.0151 | 407.3227 | 417.5191 | 401.9476 | 426.6118 | 439.0169 | 446.6296 | 456.0639 | 450.1025 | 443.0809 | 459.9355 | 480.125 | 509.2763 | 495.9846 | 525.3835 | 522.4096 | 512.2287 | 559.6365 | 550.3053 | 591.5863 | 582.0505 | 589.8102 | 595.3902 | 617.9391 | 628.3345 | 663.8545 | 650.9875 | 666.206 | 696.9985 | 690.4685 | 732.2492 | 742.7467 | 785.8845 | 814.0223 | 787.8831 | 0 | 0 | 0 | 0 | 0 | 0 | 0 | 0 | 0 |  | 224.2339 | 243.8836 | 239.4513 | 237.7176 | 249.6468 | 255.3595 | 251.4584 | 262.2819 | 280.6465 | 275.9983 | 280.3684 | 293.9758 | 299.4359 | 313.6073 | 327.5042 | 337.5234 | 321.8426 | 347.4241 | 347.7709 | 346.3031 | 365.4971 | 381.3029 | 379.9332 | 385.2562 | 394.9433 | 407.9495 | 398.7666 | 423.839 | 406.638 | 428.8349 | 457.0925 | 464.3715 | 480.485 | 469.9256 | 501.8113 | 486.407 | 510.4411 | 551.2639 | 532.3471 | 555.8398 | 560.8767 | 579.8511 | 605.9329 | 611.5481 | 623.7241 | 646.2239 | 657.8857 | 671.4817 | 695.9591 | 658.0568 | 729.1635 | 698.381 | 763.0269 | 761.0286 | 794.0998 | 782.1715 | 0 | 0 | 0 | 0 | 0 | 0 | 0 | 0 | 0
UG-1PH | 3.279% | 3.427% | SH-G35 | Royalton | 199569 | 199569: Brook Rd. P.76 to 50X | 618225 | 618154 | 1PH | UG | 1.7 | Zone 3 | 42 | 978528 |  |  |  |  | 1358266.3996 |  | 1124329.6307 | 233936.7689 | 2854.5711 | 2076.3583 | 15232.0397 | 7926.659 | 224588.6711 | 0 | 0 | 6957.2832 | 2778.5032 | 2862.4621 | 2944.1541 | 52672.3224 |  |  |  | 105867.3767 | 103275.847 | 100329.8857 | 97510.1005 | 94807.0465 | 92212.0051 | 89716.8632 | 87314.1133 | 84962.9479 | 82619.169 | 80275.3901 | 77931.6112 | 75587.8323 | 73244.0534 | 70900.2745 | 68556.4956 | 66212.7168 | 63868.9379 | 61525.159 | 59181.3801 | 57107.7538 | 55574.3116 | 54311.0221 | 53047.7326 | 51784.443 | 50521.1535 | 49257.864 | 47994.5745 | 46731.2849 | 45467.9954 | 44204.7059 | 42941.4163 | 41678.1268 | 40414.8373 | 39151.5477 | 37888.2582 | 36624.9687 | 35361.6791 | 34098.3896 | 32835.1001 | 31571.8105 | 30308.521 | 29045.2315 | 27781.942 | 26518.6524 | 25255.3629 | 23992.0734 | 22728.7838 | 21465.4943 | 20202.2048 | [16 empty] | 15803.2272 | 15803.2272 | 15803.2272 | 15803.2272 | 15803.2272 | 15803.2272 | 15803.2272 | 15803.2272 | 15803.2272 | 15803.2272 | 15803.2272 | 15803.2272 | 15803.2272 | 15803.2272 | 15803.2272 | 15803.2272 | 15803.2272 | 15803.2272 | 15803.2272 | 15803.2272 | 15803.2272 | 15803.2272 | 15803.2272 | 15803.2272 | 15803.2272 | 15803.2272 | 15803.2272 | 15803.2272 | 15803.2272 | 15803.2272 | 15803.2272 | 15803.2272 | 15803.2272 | 15803.2272 | 15803.2272 | 15803.2272 | 15803.2272 | 15803.2272 | 15803.2272 | 15803.2272 | 15803.2272 | 15803.2272 | 15803.2272 | 15803.2272 | 15803.2272 | 15803.2272 | 15803.2272 | 15803.2272 | 15803.2272 | 15803.2272 | [16 empty] | 127.805 | 135.5229 | 132.4797 | 145.572 | 149.79 | 152.9652 | 148.4 | 149.7103 | 155.2631 | 166.7302 | 162.9706 | 163.4707 | 182.7255 | 179.9234 | 176.1555 | 181.0553 | 188.6614 | 192.8244 | 201.5582 | 199.8771 | 208.2533 | 219.5965 | 222.6783 | 229.8024 | 236.8122 | 232.0839 | 249.255 | 248.9182 | 246.1913 | 253.1383 | 267.9211 | 277.3052 | 273.4235 | 271.605 | 301.323 | 311.3948 | 317.7643 | 315.4471 | 334.7962 | 341.0944 | 325.8198 | 354.4953 | 343.3498 | 365.6288 | 360.1276 | 371.7561 | 391.878 | 390.96 | 420.805 | 414.6228 | 424.7678 | 418.7179 | 430.2744 | 449.7837 | 483.5646 | 482.3288 | 0 | 0 | 0 | 0 | 0 | 0 | 0 | 0 | 0 |  | 98.4538 | 100.6198 | 102.8334 | 105.0958 | 107.4079 | 109.7708 | 112.1858 | 114.6539 | 117.1763 | 119.7541 | 122.3887 | 125.0813 | 127.8331 | 130.6454 | 133.5196 | 136.457 | 139.4591 | 142.5272 | 145.6628 | 148.8674 | 152.1425 | 155.4896 | 158.9104 | 162.4064 | 165.9793 | 169.6309 | 173.3628 | 177.1767 | 181.0746 | 185.0583 | 189.1295 | 193.2904 | 197.5428 | 201.8887 | 206.3303 | 210.8695 | 215.5087 | 220.2499 | 225.0954 | 230.0475 | 235.1085 | 240.2809 | 245.5671 | 250.9695 | 256.4909 | 262.1337 | 267.9006 | 273.7944 | 279.8179 | 285.9739 | 292.2653 | 298.6952 | 305.2665 | 311.9823 | 318.8459 | 325.8605 | 0 | 0 | 0 | 0 | 0 | 0 | 0 | 0 | 0 | 0 | 57.4112 | 58.6743 | 59.9651 | 61.2843 | 62.6326 | 64.0105 | 65.4187 | 66.8579 | 68.3288 | 69.832 | 71.3684 | 72.9385 | 74.5431 | 76.1831 | 77.8591 | 79.572 | 81.3226 | 83.1117 | 84.9401 | 86.8088 | 88.7186 | 90.6704 | 92.6651 | 94.7038 | 96.7873 | 98.9166 | 101.0927 | 103.3168 | 105.5898 | 107.9127 | 110.2868 | 112.7131 | 115.1928 | 117.7271 | 120.317 | 122.964 | 125.6692 | 128.434 | 131.2595 | 134.1472 | 137.0985 | 140.1146 | 143.1971 | 146.3475 | 149.5671 | 152.8576 | 156.2205 | 159.6573 | 163.1698 | 166.7595 | 170.4282 | 174.1776 | 178.0095 | 181.9258 | 185.9281 | 190.0185 | 0 | 0 | 0 | 0 | 0 | 0 | 0 | 0 | 0 | 0 | 229.3201 | 234.3652 | 239.5212 | 244.7907 | 250.1761 | 255.6799 | 261.3049 | 267.0536 | 272.9288 | 278.9332 | 285.0698 | 291.3413 | 297.7508 | 304.3013 | 310.9959 | 317.8379 | 324.8303 | 331.9766 | 339.28 | 346.7442 | 354.3726 | 362.1688 | 370.1365 | 378.2795 | 386.6016 | 395.1069 | 403.7992 | 412.6828 | 421.7618 | 431.0406 | 440.5235 | 450.215 | 460.1197 | 470.2424 | 480.5877 | 491.1606 | 501.9662 | 513.0094 | 524.2956 | 535.8301 | 547.6184 | 559.666 | 571.9786 | 584.5622 | 597.4225 | 610.5658 | 623.9983 | 637.7262 | 651.7562 | 666.0949 | 680.7489 | 695.7254 | 711.0314 | 726.6741 | 742.6609 | 758.9994 | 0 | 0 | 0 | 0 | 0 | 0 | 0 | 0 | 0 | 0 | 119.028 | 121.6466 | 124.3228 | 127.0579 | 129.8532 | 132.71 | 135.6296 | 138.6134 | 141.6629 | 144.7795 | 147.9647 | 151.2199 | 154.5467 | 157.9467 | 161.4216 | 164.9729 | 168.6023 | 172.3115 | 176.1024 | 179.9766 | 183.9361 | 187.9827 | 192.1183 | 196.3449 | 200.6645 | 205.0791 | 209.5909 | 214.2019 | 218.9143 | 223.7304 | 228.6525 | 233.6828 | 238.8239 | 244.078 | 249.4477 | 254.9355 | 260.5441 | 266.2761 | 272.1342 | 278.1211 | 284.2398 | 290.4931 | 296.8839 | 303.4154 | 310.0905 | 316.9125 | 323.8846 | 331.01 | 338.2922 | 345.7347 | 353.3408 | 361.1143 | 369.0589 | 377.1781 | 385.4761 | 393.9565 | 0 | 0 | 0 | 0 | 0 | 0 | 0 | 0 | 0 | 0 | 10.2942 | 10.5206 | 10.7521 | 10.9886 | 11.2304 | 11.4775 | 11.73 | 11.988 | 12.2518 | 12.5213 | 12.7968 | 13.0783 | 13.366 | 13.6601 | 13.9606 | 14.2677 | 14.5816 | 14.9024 | 15.2303 | 15.5653 | 15.9078 | 16.2577 | 16.6154 | 16.9809 | 17.3545 | 17.7363 | 18.1265 | 18.5253 | 18.9329 | 19.3494 | 19.7751 | 20.2101 | 20.6547 | 21.1091 | 21.5735 | 22.0482 | 22.5332 | 23.029 | 23.5356 | 24.0534 | 24.5825 | 25.1234 | 25.6761 | 26.241 | 26.8183 | 27.4083 | 28.0112 | 28.6275 | 29.2573 | 29.9009 | 30.5588 | 31.2311 | 31.9181 | 32.6203 | 33.338 | 34.0714 | 0 | 0 | 0 | 0 | 0 | 0 | 0 | 0 | 0 | 0 | 306.1977 | 312.934 | 319.8186 | 326.8546 | 334.0454 | 341.3944 | 348.9051 | 356.581 | 364.4258 | 372.4431 | 380.6369 | 389.0109 | 397.5691 | 406.3157 | 415.2546 | 424.3902 | 433.7268 | 443.2688 | 453.0207 | 462.9872 | 473.1729 | 483.5827 | 494.2215 | 505.0944 | 516.2064 | 527.563 | 539.1694 | 551.0311 | 563.1538 | 575.5432 | 588.2051 | 601.1456 | 614.3708 | 627.887 | 641.7005 | 655.8179 | 670.2459 | 684.9913 | 700.0611 | 715.4625 | 731.2026 | 747.2891 | 763.7295 | 780.5315 | 797.7032 | 815.2527 | 833.1882 | 851.5184 | 870.2518 | 889.3973 | 908.9641 | 928.9613 | 949.3984 | 970.2852 | 991.6314 | 1013.4473 | 0 | 0 | 0 | 0 | 0 | 0 | 0 | 0 | 0 | 0 | 722.2512 | 738.1407 | 754.3798 | 770.9762 | 787.9376 | 805.2723 | 822.9883 | 841.094 | 859.5981 | 878.5092 | 897.8364 | 917.5888 | 937.7758 | 958.4068 | 979.4918 | 1001.0406 | 1023.0635 | 1045.5709 | 1068.5735 | 1092.0821 | 1116.1079 | 1140.6623 | 1165.7568 | 1191.4035 | 1217.6144 | 1244.4019 | 1271.7787 | 1299.7578 | 1328.3525 | 1357.5763 | 1387.443 | 1417.9667 | 1449.162 | 1481.0435 | 1513.6265 | 1546.9263 | 1580.9586 | 1615.7397 | 1651.286 | 1687.6143 | 1724.7418 | 1762.6861 | 1801.4652 | 1841.0975 | 1881.6016 | 1922.9968 | 1965.3028 | 2008.5394 | 2052.7273 | 2097.8873 | 2144.0408 | 2191.2097 | 2239.4163 | 2288.6835 | 2339.0345 | 2390.4933 | 0 | 0 | 0 | 0 | 0 | 0 | 0 | 0 | 0 | 0 | 352.4082 | 358.2141 | 352.0101 | 356.7654 | 366.4792 | 374.2447 | 381.7296 | 389.3642 | 397.1515 | 405.0945 | 413.1964 | 421.4603 | 429.8895 | 438.4873 | 447.257 | 456.2022 | 465.3262 | 474.6328 | 484.1254 | 493.8079 | 503.6841 | 513.7578 | 524.0329 | 534.5136 | 545.2038 | 556.1079 | 567.2301 | 578.5747 | 590.1462 | 601.9491 | 613.9881 | 627.4958 | 641.3007 | 655.4093 | 669.8284 | 684.5646 | 699.625 | 715.0167 | 730.7471 | 746.8235 | 763.2537 | 780.0452 | 797.2062 | 814.7448 | 832.6692 | 850.9879 | 869.7096 | 888.8432 | 908.3978 | 928.3825 | 948.807 | 969.6807 | 991.0137 | 1012.816 | 1035.0979 | 1057.8701 | 0 | 0 | 0 | 0 | 0 | 0 | 0 | 0 | 0 | 0 |  | 0 | 0 | 0 | 0 | 0 | 0 | 0 | 0 | 0 | 0 | 0 | 0 | 0 | 0 | 0 | 0 | 0 | 0 | 0 | 0 | 0 | 0 | 0 | 0 | 0 | 0 | 0 | 0 | 0 | 0 | 0 | 0 | 0 | 0 | 0 | 0 | 0 | 0 | 0 | 0 | 0 | 0 | 0 | 0 | 0 | 0 | 0 | 0 | 0 | 0 | 0 | 0 | 0 | 0 | 0 | 0 | 0 | 0 | 0 | 0 | 0 | 0 | 0 | 0 | 0 | 0 |  | 0 | 0 | 0 | 0 | 0 | 0 | 0 | 0 | 0 | 0 | 0 | 0 | 0 | 0 | 0 | 0 | 0 | 0 | 0 | 0 | 0 | 0 | 0 | 0 | 0 | 0 | 0 | 0 | 0 | 0 | 0 | 0 | 0 | 0 | 0 | 0 | 0 | 0 | 0 | 0 | 0 | 0 | 0 | 0 | 0 | 0 | 0 | 0 | 0 | 0 | 0 | 0 | 0 | 0 | 0 | 0 | 0 | 0 | 0 | 0 | 0 | 0 | 0 | 0 | 0 | 0 | 2497.5412 | 2552.4871 | 2608.6418 | 2666.032 | 2724.6847 | 2784.6277 | 2845.8895 | 2908.4991 | 2972.4861 | 3037.8808 | 3104.7142 | 3173.0179 | 3242.8243 | 3314.1664 | 3387.0781 | 3461.5938 | 3537.7488 | 3615.5793 | 3695.1221 | 3776.4148 | 3859.4959 | 3944.4048 | 4031.1817 | 4119.8677 | 4210.5048 | 4303.1359 | 4397.8049 | 4494.5566 | 4593.4368 | 4694.4924 | 4797.7713 | 4903.3222 | 5011.1953 | 5121.4416 | 5234.1133 | 5349.2638 | 5466.9476 | 5587.2205 | 5710.1393 | 5835.7624 | 5964.1492 | 6095.3605 | 6229.4584 | 6366.5065 | 6506.5696 | 6649.7141 | 6796.0079 | 6945.52 | 7098.3215 | 7254.4845 | 7414.0832 | 7577.193 | 7743.8913 | 7914.2569 | 8088.3705 | 8266.3147 | 0 | 0 | 0 | 0 | 0 | 0 | 0 | 0 | 0 | 0 |  | 132.6503 | 136.9954 | 146.1984 | 147.9565 | 143.4171 | 147.3697 | 155.041 | 158.1959 | 161.3534 | 169.6468 | 175.9663 | 175.7752 | 183.5086 | 177.6011 | 192.0396 | 190.6021 | 203.1645 | 198.3513 | 199.0424 | 213.8401 | 217.8652 | 225.8572 | 237.1 | 229.4994 | 235.3112 | 249.962 | 245.4144 | 251.2091 | 260.5084 | 276.1217 | 270.3665 | 270.959 | 284.2782 | 301.7991 | 301.3487 | 320.6512 | 327.215 | 334.4329 | 324.6269 | 353.6794 | 339.0574 | 372.7151 | 354.699 | 386.4604 | 381.2212 | 386.4877 | 403.1397 | 396.1655 | 416.5169 | 413.7388 | 424.197 | 434.1833 | 443.7486 | 460.7214 | 479.0215 | 487.9913 | 0 | 0 | 0 | 0 | 0 | 0 | 0 | 0 | 0 |  | 133.2216 | 130.9027 | 137.8514 | 145.9949 | 146.6283 | 141.2513 | 157.9408 | 151.7048 | 165.495 | 169.293 | 168.1855 | 177.3194 | 177.2675 | 180.9415 | 185.4628 | 191.4423 | 185.3256 | 194.9988 | 203.0376 | 213.2513 | 210.6142 | 223.2752 | 230.8162 | 236.5941 | 227.7703 | 241.7467 | 248.7763 | 253.0901 | 258.4362 | 255.0581 | 251.0792 | 260.6301 | 272.0709 | 288.5899 | 281.0579 | 297.7173 | 296.0321 | 290.2629 | 317.1274 | 311.8397 | 335.2322 | 329.8286 | 334.2258 | 337.3878 | 350.1655 | 356.0562 | 376.1842 | 368.8929 | 377.5167 | 394.9658 | 391.2655 | 414.9412 | 420.8898 | 445.3345 | 461.2793 | 446.4671 | 0 | 0 | 0 | 0 | 0 | 0 | 0 | 0 | 0 |  | 127.0659 | 138.2007 | 135.6891 | 134.7067 | 141.4665 | 144.7037 | 142.4931 | 148.6264 | 159.033 | 156.3991 | 158.8754 | 166.5863 | 169.6803 | 177.7108 | 185.5857 | 191.2632 | 182.3775 | 196.8736 | 197.0702 | 196.2384 | 207.115 | 216.0716 | 215.2955 | 218.3118 | 223.8012 | 231.1714 | 225.9677 | 240.1755 | 230.4282 | 243.0065 | 259.0191 | 263.1439 | 272.2748 | 266.2912 | 284.3597 | 275.6306 | 289.25 | 312.3829 | 301.6634 | 314.9759 | 317.8301 | 328.5823 | 343.362 | 346.5439 | 353.4437 | 366.1935 | 372.8019 | 380.5063 | 394.3768 | 372.8988 | 413.1926 | 395.7492 | 432.3819 | 431.2496 | 449.9899 | 443.2305 | 0 | 0 | 0 | 0 | 0 | 0 | 0 | 0 | 0
OH-1PH | 12.55% | 12.53% | DM-G6 | Brattleboro | 199616 | 199616: Newfane L66 P1-105 | 556104 | 0 | 1PH | OH | 2.5 | Zone 3 | 363 | 1258653 |  |  |  |  | 1747099.8056 |  | 1446193.5301 | 300906.2755 | 19875.3428 | 16361.1119 | 0 | 74220.9858 | 1620115.7933 | 0 | 0 | 804.9867 | 19372.8987 | 19990.4972 | 20523.1727 | 46988.9955 |  |  |  | 136174.2243 | 132840.8125 | 129051.5055 | 125424.4953 | 121947.6331 | 118609.7044 | 115400.2737 | 112309.6842 | 109285.4464 | 106270.7096 | 103255.9729 | 100241.2361 | 97226.4993 | 94211.7626 | 91197.0258 | 88182.289 | 85167.5523 | 82152.8155 | 79138.0787 | 76123.342 | 73456.0949 | 71483.6715 | 69858.7377 | 68233.804 | 66608.8703 | 64983.9365 | 63359.0028 | 61734.069 | 60109.1353 | 58484.2016 | 56859.2678 | 55234.3341 | 53609.4004 | 51984.4666 | 50359.5329 | 48734.5992 | 47109.6654 | 45484.7317 | 43859.798 | 42234.8642 | 40609.9305 | 38984.9968 | 37360.063 | 35735.1293 | 34110.1955 | 32485.2618 | 30860.3281 | 29235.3943 | 27610.4606 | 25985.5269 | [16 empty] | 20327.2459 | 20327.2459 | 20327.2459 | 20327.2459 | 20327.2459 | 20327.2459 | 20327.2459 | 20327.2459 | 20327.2459 | 20327.2459 | 20327.2459 | 20327.2459 | 20327.2459 | 20327.2459 | 20327.2459 | 20327.2459 | 20327.2459 | 20327.2459 | 20327.2459 | 20327.2459 | 20327.2459 | 20327.2459 | 20327.2459 | 20327.2459 | 20327.2459 | 20327.2459 | 20327.2459 | 20327.2459 | 20327.2459 | 20327.2459 | 20327.2459 | 20327.2459 | 20327.2459 | 20327.2459 | 20327.2459 | 20327.2459 | 20327.2459 | 20327.2459 | 20327.2459 | 20327.2459 | 20327.2459 | 20327.2459 | 20327.2459 | 20327.2459 | 20327.2459 | 20327.2459 | 20327.2459 | 20327.2459 | 20327.2459 | 20327.2459 | [16 empty] | 939.7424 | 996.4921 | 974.1157 | 1070.3826 | 1101.397 | 1124.7442 | 1091.1768 | 1100.811 | 1141.6404 | 1225.9573 | 1198.3132 | 1201.9901 | 1343.5696 | 1322.9659 | 1295.261 | 1331.2888 | 1387.2164 | 1417.8264 | 1482.0454 | 1469.6845 | 1531.2743 | 1614.6804 | 1637.3405 | 1689.7237 | 1741.2663 | 1706.4995 | 1832.7574 | 1830.2808 | 1810.2302 | 1861.3109 | 1970.008 | 2039.0088 | 2010.4672 | 1997.0954 | 2215.6106 | 2289.6676 | 2336.5022 | 2319.4643 | 2461.7371 | 2508.0472 | 2395.7335 | 2606.583 | 2524.6305 | 2688.4473 | 2647.9972 | 2733.501 | 2881.4558 | 0 | 0 | 0 | 0 | 0 | 0 | 0 | 0 | 0 | 0 | 0 | 0 | 0 | 0 | 0 | 0 | 0 | 0 |  | 816.8087 | 834.7785 | 853.1437 | 871.9128 | 891.0949 | 910.699 | 930.7344 | 951.2105 | 972.1372 | 993.5242 | 1015.3817 | 1037.7201 | 1060.5499 | 1083.882 | 1107.7274 | 1132.0974 | 1157.0036 | 1182.4577 | 1208.4717 | 1235.0581 | 1262.2294 | 1289.9984 | 1318.3784 | 1347.3827 | 1377.0252 | 1407.3197 | 1438.2807 | 1469.9229 | 1502.2612 | 1535.311 | 1569.0878 | 1603.6077 | 1638.8871 | 1674.9426 | 1711.7914 | 1749.4508 | 1787.9387 | 1827.2733 | 1867.4734 | 1908.5578 | 1950.546 | 1993.4581 | 2037.3141 | 2082.135 | 2127.942 | 2174.7567 | 2222.6014 | 0 | 0 | 0 | 0 | 0 | 0 | 0 | 0 | 0 | 0 | 0 | 0 | 0 | 0 | 0 | 0 | 0 | 0 | 0 | 0 | 0 | 0 | 0 | 0 | 0 | 0 | 0 | 0 | 0 | 0 | 0 | 0 | 0 | 0 | 0 | 0 | 0 | 0 | 0 | 0 | 0 | 0 | 0 | 0 | 0 | 0 | 0 | 0 | 0 | 0 | 0 | 0 | 0 | 0 | 0 | 0 | 0 | 0 | 0 | 0 | 0 | 0 | 0 | 0 | 0 | 0 | 0 | 0 | 0 | 0 | 0 | 0 | 0 | 0 | 0 | 0 | 0 | 0 | 0 | 0 | 0 | 0 | 0 | 0 | 0 | 0 | 0 | 0 | 0 | 0 | 0 | 0 | 0 | 0 | 0 | 0 | 0 | 0 | 0 | 0 | 0 | 0 | 0 | 0 | 0 | 0 | 0 | 0 | 0 | 0 | 0 | 0 | 0 | 0 | 0 | 0 | 0 | 0 | 0 | 0 | 0 | 0 | 0 | 0 | 0 | 0 | 0 | 0 | 0 | 0 | 0 | 0 | 0 | 0 | 0 | 0 | 0 | 0 | 0 | 0 | 0 | 0 | 0 | 0 | 0 | 0 | 0 | 0 | 0 | 0 | 0 | 0 | 0 | 0 | 0 | 0 | 0 | 0 | 0 | 0 | 0 | 0 | 0 | 0 | 0 | 0 | 0 | 0 | 0 | 0 | 0 | 0 | 0 | 0 | 0 | 0 | 0 | 0 | 0 | 0 | 0 | 0 | 0 | 0 | 0 | 0 | 0 | 0 | 0 | 0 | 0 | 0 | 0 | 0 | 0 | 0 | 0 | 0 | 0 | 0 | 0 | 0 | 0 | 0 | 0 | 0 | 0 | 0 | 0 | 0 | 0 | 0 | 0 | 0 | 0 | 0 | 0 | 0 | 0 | 0 | 0 | 0 | 0 | 0 | 0 | 0 | 0 | 0 | 0 | 0 | 0 | 0 | 0 | 0 | 0 | 0 | 0 | 0 | 0 | 0 | 0 | 0 | 0 | 0 | 0 | 0 | 0 | 0 | 0 | 0 | 0 | 0 | 0 | 0 | 0 | 0 | 0 | 0 | 0 | 0 | 0 | 0 | 0 | 0 | 0 | 0 | 0 | 0 | 0 | 0 | 0 | 0 | 0 | 0 | 0 | 0 | 0 | 0 | 0 | 0 | 0 | 0 | 0 | 0 | 0 | 0 | 0 | 0 | 0 | 0 | 0 | 0 | 0 | 0 | 0 | 0 | 0 | 0 | 0 | 0 | 0 | 0 | 0 | 0 | 0 | 0 | 0 | 0 | 0 | 0 | 0 | 0 | 0 | 0 | 0 | 0 | 0 | 0 | 0 | 0 | 0 | 0 | 0 | 0 | 0 | 0 | 0 | 0 | 0 | 0 | 0 | 0 | 0 | 0 | 0 | 0 | 0 | 0 | 0 | 0 | 0 | 0 | 0 | 0 | 0 | 0 | 0 | 0 | 0 | 0 | 0 | 0 | 0 | 0 | 0 | 0 | 0 | 0 | 0 | 0 | 0 | 0 | 0 | 0 | 0 | 0 | 0 | 0 | 0 | 0 | 0 | 0 | 0 | 0 | 0 | 0 | 0 | 0 | 0 | 0 | 0 | 0 | 0 | 0 | 0 | 0 | 0 | 0 | 0 | 0 | 0 | 0 | 0 | 0 | 0 | 0 | 0 | 0 | 0 | 0 | 0 | 0 | 0 | 0 | 0 | 0 | 0 | 0 | 0 | 0 | 0 | 0 | 0 | 0 | 0 | 42.8606 | 43.5667 | 42.8122 | 43.3905 | 44.5719 | 45.5164 | 46.4267 | 47.3552 | 48.3023 | 49.2684 | 50.2538 | 51.2588 | 52.284 | 53.3297 | 54.3963 | 55.4842 | 56.5939 | 57.7258 | 58.8803 | 60.0579 | 61.259 | 62.4842 | 63.7339 | 65.0086 | 66.3088 | 67.6349 | 68.9876 | 70.3674 | 71.7747 | 73.2102 | 74.6744 | 76.3173 | 77.9962 | 79.7122 | 81.4658 | 83.2581 | 85.0898 | 86.9617 | 88.8749 | 90.8301 | 92.8284 | 94.8706 | 96.9578 | 99.0909 | 101.2709 | 103.4988 | 105.7758 | 0 | 0 | 0 | 0 | 0 | 0 | 0 | 0 | 0 | 0 | 0 | 0 | 0 | 0 | 0 | 0 | 0 | 0 | 0 |  | 0 | 0 | 0 | 0 | 0 | 0 | 0 | 0 | 0 | 0 | 0 | 0 | 0 | 0 | 0 | 0 | 0 | 0 | 0 | 0 | 0 | 0 | 0 | 0 | 0 | 0 | 0 | 0 | 0 | 0 | 0 | 0 | 0 | 0 | 0 | 0 | 0 | 0 | 0 | 0 | 0 | 0 | 0 | 0 | 0 | 0 | 0 | 0 | 0 | 0 | 0 | 0 | 0 | 0 | 0 | 0 | 0 | 0 | 0 | 0 | 0 | 0 | 0 | 0 | 0 | 0 |  | 0 | 0 | 0 | 0 | 0 | 0 | 0 | 0 | 0 | 0 | 0 | 0 | 0 | 0 | 0 | 0 | 0 | 0 | 0 | 0 | 0 | 0 | 0 | 0 | 0 | 0 | 0 | 0 | 0 | 0 | 0 | 0 | 0 | 0 | 0 | 0 | 0 | 0 | 0 | 0 | 0 | 0 | 0 | 0 | 0 | 0 | 0 | 0 | 0 | 0 | 0 | 0 | 0 | 0 | 0 | 0 | 0 | 0 | 0 | 0 | 0 | 0 | 0 | 0 | 0 | 0 | 2345.8688 | 2397.4779 | 2450.2224 | 2504.1273 | 2559.2181 | 2615.5209 | 2673.0624 | 2731.8698 | 2791.9709 | 2853.3942 | 2916.1689 | 2980.3246 | 3045.8918 | 3112.9014 | 3181.3852 | 3251.3757 | 3322.906 | 3396.0099 | 3470.7221 | 3547.078 | 3625.1137 | 3704.8662 | 3786.3733 | 3869.6735 | 3954.8063 | 4041.812 | 4130.7319 | 4221.608 | 4314.4834 | 4409.402 | 4506.4089 | 4605.5499 | 4706.872 | 4810.4231 | 4916.2525 | 5024.41 | 5134.947 | 5247.9159 | 5363.37 | 5481.3642 | 5601.9542 | 5725.1972 | 5851.1515 | 5979.8768 | 6111.4341 | 6245.8857 | 6383.2952 | 0 | 0 | 0 | 0 | 0 | 0 | 0 | 0 | 0 | 0 | 0 | 0 | 0 | 0 | 0 | 0 | 0 | 0 | 0 |  | 975.3697 | 1007.3192 | 1074.988 | 1087.9152 | 1054.5377 | 1083.6008 | 1140.0076 | 1163.2054 | 1186.4221 | 1247.4031 | 1293.87 | 1292.4648 | 1349.3278 | 1305.8905 | 1412.0562 | 1401.486 | 1493.8563 | 1458.4656 | 1463.5468 | 1572.3536 | 1601.9498 | 1660.7149 | 1743.3824 | 1687.4955 | 1730.2297 | 1837.9561 | 1804.5175 | 1847.1257 | 1915.5029 | 2030.3064 | 1987.9893 | 1992.3457 | 2090.2809 | 2219.111 | 2215.7991 | 2357.7297 | 2405.9927 | 2459.0655 | 2386.9624 | 2600.5835 | 2493.0688 | 2740.552 | 2608.0807 | 2841.6203 | 2803.0973 | 2841.8212 | 2964.2626 | 0 | 0 | 0 | 0 | 0 | 0 | 0 | 0 | 0 | 0 | 0 | 0 | 0 | 0 | 0 | 0 | 0 | 0 |  | 979.5705 | 962.5196 | 1013.6134 | 1073.4921 | 1078.1491 | 1038.6122 | 1161.3294 | 1115.4763 | 1216.875 | 1244.8018 | 1236.6579 | 1303.8193 | 1303.4373 | 1330.452 | 1363.6969 | 1407.6641 | 1362.6882 | 1433.8149 | 1492.9233 | 1568.0239 | 1548.6336 | 1641.7295 | 1697.178 | 1739.6628 | 1674.7818 | 1777.5493 | 1829.2372 | 1860.9567 | 1900.2664 | 1875.427 | 1846.1704 | 1916.3981 | 2000.521 | 2121.9845 | 2066.6023 | 2189.0981 | 2176.7065 | 2134.2862 | 2331.8188 | 2292.9388 | 2464.9427 | 2425.2106 | 2457.5426 | 2480.7925 | 2574.7462 | 2618.0603 | 2766.0605 | 0 | 0 | 0 | 0 | 0 | 0 | 0 | 0 | 0 | 0 | 0 | 0 | 0 | 0 | 0 | 0 | 0 | 0 |  | 934.308 | 1016.1817 | 997.7137 | 990.4902 | 1040.1951 | 1063.9981 | 1047.7431 | 1092.8413 | 1169.3605 | 1149.9931 | 1168.2016 | 1224.8992 | 1247.6496 | 1306.6972 | 1364.6007 | 1406.3474 | 1341.0107 | 1447.6003 | 1449.0453 | 1442.9297 | 1522.9044 | 1588.762 | 1583.0551 | 1605.2342 | 1645.5969 | 1699.7895 | 1661.5274 | 1765.996 | 1694.325 | 1786.8122 | 1904.5519 | 1934.8813 | 2002.0207 | 1958.0234 | 2090.8805 | 2026.6957 | 2126.838 | 2296.9329 | 2218.113 | 2315.9992 | 2336.9861 | 2416.0463 | 2524.7206 | 2548.1171 | 2598.8505 | 2692.5995 | 2741.1903 | 0 | 0 | 0 | 0 | 0 | 0 | 0 | 0 | 0 | 0 | 0 | 0 | 0 | 0 | 0 | 0 | 0 | 0
OH-1PH | 23.78% | 23.81% | DM-G6 | Brattleboro | 199621 | 199621: Brookline L62 P140-195 | 472083 | 0 | 1PH | OH | 4.75 | Zone 3 | 43 | 2385224 |  |  |  |  | 3310860.4093 |  | 2740624.7129 | 570235.6965 | 37763.1513 | 1938.0931 | 0 | 8792.0176 | 191914.543 | 0 | 0 | 1529.4747 | 36808.5075 | 37981.9446 | 38994.0281 | 89279.0915 |  |  |  | 258058.4386 | 251741.4206 | 244560.4532 | 237687.0483 | 231098.1829 | 224772.605 | 218690.5386 | 212833.6835 | 207102.5688 | 201389.4593 | 195676.3497 | 189963.2402 | 184250.1306 | 178537.021 | 172823.9115 | 167110.8019 | 161397.6923 | 155684.5828 | 149971.4732 | 144258.3637 | 139203.7682 | 135465.9058 | 132386.5576 | 129307.2093 | 126227.861 | 123148.5127 | 120069.1645 | 116989.8162 | 113910.4679 | 110831.1196 | 107751.7714 | 104672.4231 | 101593.0748 | 98513.7265 | 95434.3783 | 92355.03 | 89275.6817 | 86196.3334 | 83116.9852 | 80037.6369 | 76958.2886 | 73878.9403 | 70799.5921 | 67720.2438 | 64640.8955 | 61561.5472 | 58482.199 | 55402.8507 | 52323.5024 | 49244.1541 | [16 empty] | 38521.3676 | 38521.3676 | 38521.3676 | 38521.3676 | 38521.3676 | 38521.3676 | 38521.3676 | 38521.3676 | 38521.3676 | 38521.3676 | 38521.3676 | 38521.3676 | 38521.3676 | 38521.3676 | 38521.3676 | 38521.3676 | 38521.3676 | 38521.3676 | 38521.3676 | 38521.3676 | 38521.3676 | 38521.3676 | 38521.3676 | 38521.3676 | 38521.3676 | 38521.3676 | 38521.3676 | 38521.3676 | 38521.3676 | 38521.3676 | 38521.3676 | 38521.3676 | 38521.3676 | 38521.3676 | 38521.3676 | 38521.3676 | 38521.3676 | 38521.3676 | 38521.3676 | 38521.3676 | 38521.3676 | 38521.3676 | 38521.3676 | 38521.3676 | 38521.3676 | 38521.3676 | 38521.3676 | 38521.3676 | 38521.3676 | 38521.3676 | [16 empty] | 1785.5106 | 1893.3349 | 1850.8198 | 2033.7269 | 2092.6543 | 2137.014 | 2073.2359 | 2091.5409 | 2169.1169 | 2329.3188 | 2276.795 | 2283.7813 | 2552.7823 | 2513.6351 | 2460.9959 | 2529.4487 | 2635.7112 | 2693.8702 | 2815.8862 | 2792.4005 | 2909.4212 | 3067.8927 | 3110.947 | 3210.4751 | 3308.4059 | 3242.349 | 3482.2391 | 3477.5335 | 3439.4373 | 3536.4906 | 3743.0152 | 3874.1168 | 3819.8876 | 3794.4812 | 4209.6602 | 4350.3685 | 4439.3542 | 4406.9822 | 4677.3005 | 4765.2897 | 4551.8936 | 4952.5077 | 4796.798 | 5108.0498 | 5031.1947 | 5193.6519 | 5474.7661 | 0 | 0 | 0 | 0 | 0 | 0 | 0 | 0 | 0 | 0 | 0 | 0 | 0 | 0 | 0 | 0 | 0 | 0 |  | 96.757 | 98.8856 | 101.0611 | 103.2844 | 105.5567 | 107.8789 | 110.2523 | 112.6778 | 115.1567 | 117.6902 | 120.2794 | 122.9255 | 125.6299 | 128.3937 | 131.2184 | 134.1052 | 137.0555 | 140.0707 | 143.1523 | 146.3017 | 149.5203 | 152.8097 | 156.1715 | 159.6073 | 163.1187 | 166.7073 | 170.3749 | 174.1231 | 177.9538 | 181.8688 | 185.8699 | 189.959 | 194.1381 | 198.4092 | 202.7742 | 207.2352 | 211.7944 | 216.4539 | 221.2159 | 226.0826 | 231.0564 | 236.1397 | 241.3347 | 246.6441 | 252.0703 | 257.6158 | 263.2834 | 0 | 0 | 0 | 0 | 0 | 0 | 0 | 0 | 0 | 0 | 0 | 0 | 0 | 0 | 0 | 0 | 0 | 0 | 0 | 0 | 0 | 0 | 0 | 0 | 0 | 0 | 0 | 0 | 0 | 0 | 0 | 0 | 0 | 0 | 0 | 0 | 0 | 0 | 0 | 0 | 0 | 0 | 0 | 0 | 0 | 0 | 0 | 0 | 0 | 0 | 0 | 0 | 0 | 0 | 0 | 0 | 0 | 0 | 0 | 0 | 0 | 0 | 0 | 0 | 0 | 0 | 0 | 0 | 0 | 0 | 0 | 0 | 0 | 0 | 0 | 0 | 0 | 0 | 0 | 0 | 0 | 0 | 0 | 0 | 0 | 0 | 0 | 0 | 0 | 0 | 0 | 0 | 0 | 0 | 0 | 0 | 0 | 0 | 0 | 0 | 0 | 0 | 0 | 0 | 0 | 0 | 0 | 0 | 0 | 0 | 0 | 0 | 0 | 0 | 0 | 0 | 0 | 0 | 0 | 0 | 0 | 0 | 0 | 0 | 0 | 0 | 0 | 0 | 0 | 0 | 0 | 0 | 0 | 0 | 0 | 0 | 0 | 0 | 0 | 0 | 0 | 0 | 0 | 0 | 0 | 0 | 0 | 0 | 0 | 0 | 0 | 0 | 0 | 0 | 0 | 0 | 0 | 0 | 0 | 0 | 0 | 0 | 0 | 0 | 0 | 0 | 0 | 0 | 0 | 0 | 0 | 0 | 0 | 0 | 0 | 0 | 0 | 0 | 0 | 0 | 0 | 0 | 0 | 0 | 0 | 0 | 0 | 0 | 0 | 0 | 0 | 0 | 0 | 0 | 0 | 0 | 0 | 0 | 0 | 0 | 0 | 0 | 0 | 0 | 0 | 0 | 0 | 0 | 0 | 0 | 0 | 0 | 0 | 0 | 0 | 0 | 0 | 0 | 0 | 0 | 0 | 0 | 0 | 0 | 0 | 0 | 0 | 0 | 0 | 0 | 0 | 0 | 0 | 0 | 0 | 0 | 0 | 0 | 0 | 0 | 0 | 0 | 0 | 0 | 0 | 0 | 0 | 0 | 0 | 0 | 0 | 0 | 0 | 0 | 0 | 0 | 0 | 0 | 0 | 0 | 0 | 0 | 0 | 0 | 0 | 0 | 0 | 0 | 0 | 0 | 0 | 0 | 0 | 0 | 0 | 0 | 0 | 0 | 0 | 0 | 0 | 0 | 0 | 0 | 0 | 0 | 0 | 0 | 0 | 0 | 0 | 0 | 0 | 0 | 0 | 0 | 0 | 0 | 0 | 0 | 0 | 0 | 0 | 0 | 0 | 0 | 0 | 0 | 0 | 0 | 0 | 0 | 0 | 0 | 0 | 0 | 0 | 0 | 0 | 0 | 0 | 0 | 0 | 0 | 0 | 0 | 0 | 0 | 0 | 0 | 0 | 0 | 0 | 0 | 0 | 0 | 0 | 0 | 0 | 0 | 0 | 0 | 0 | 0 | 0 | 0 | 0 | 0 | 0 | 0 | 0 | 0 | 0 | 0 | 0 | 0 | 0 | 0 | 0 | 0 | 0 | 0 | 0 | 0 | 0 | 0 | 0 | 0 | 0 | 0 | 0 | 0 | 0 | 0 | 0 | 0 | 0 | 0 | 0 | 0 | 0 | 0 | 0 | 0 | 0 | 0 | 0 | 0 | 0 | 0 | 0 | 0 | 0 | 0 | 0 | 0 | 0 | 0 | 0 | 0 | 0 | 0 | 0 | 0 | 0 | 0 | 0 | 0 | 0 | 0 | 0 | 0 | 0 | 0 | 0 | 81.4351 | 82.7767 | 81.3431 | 82.442 | 84.6867 | 86.4811 | 88.2107 | 89.9749 | 91.7744 | 93.6099 | 95.4821 | 97.3918 | 99.3396 | 101.3264 | 103.3529 | 105.42 | 107.5284 | 109.679 | 111.8725 | 114.11 | 116.3922 | 118.72 | 121.0944 | 123.5163 | 125.9866 | 128.5064 | 131.0765 | 133.698 | 136.372 | 139.0994 | 141.8814 | 145.0028 | 148.1929 | 151.4531 | 154.7851 | 158.1904 | 161.6705 | 165.2273 | 168.8623 | 172.5773 | 176.374 | 180.2542 | 184.2198 | 188.2726 | 192.4146 | 196.6477 | 200.974 | 0 | 0 | 0 | 0 | 0 | 0 | 0 | 0 | 0 | 0 | 0 | 0 | 0 | 0 | 0 | 0 | 0 | 0 | 0 |  | 0 | 0 | 0 | 0 | 0 | 0 | 0 | 0 | 0 | 0 | 0 | 0 | 0 | 0 | 0 | 0 | 0 | 0 | 0 | 0 | 0 | 0 | 0 | 0 | 0 | 0 | 0 | 0 | 0 | 0 | 0 | 0 | 0 | 0 | 0 | 0 | 0 | 0 | 0 | 0 | 0 | 0 | 0 | 0 | 0 | 0 | 0 | 0 | 0 | 0 | 0 | 0 | 0 | 0 | 0 | 0 | 0 | 0 | 0 | 0 | 0 | 0 | 0 | 0 | 0 | 0 |  | 0 | 0 | 0 | 0 | 0 | 0 | 0 | 0 | 0 | 0 | 0 | 0 | 0 | 0 | 0 | 0 | 0 | 0 | 0 | 0 | 0 | 0 | 0 | 0 | 0 | 0 | 0 | 0 | 0 | 0 | 0 | 0 | 0 | 0 | 0 | 0 | 0 | 0 | 0 | 0 | 0 | 0 | 0 | 0 | 0 | 0 | 0 | 0 | 0 | 0 | 0 | 0 | 0 | 0 | 0 | 0 | 0 | 0 | 0 | 0 | 0 | 0 | 0 | 0 | 0 | 0 | 4457.1507 | 4555.208 | 4655.4226 | 4757.8419 | 4862.5144 | 4969.4898 | 5078.8185 | 5190.5525 | 5304.7447 | 5421.4491 | 5540.721 | 5662.6168 | 5787.1944 | 5914.5127 | 6044.6319 | 6177.6138 | 6313.5213 | 6452.4188 | 6594.372 | 6739.4482 | 6887.7161 | 7039.2458 | 7194.1092 | 7352.3796 | 7514.132 | 7679.4429 | 7848.3906 | 8021.0552 | 8197.5184 | 8377.8639 | 8562.1769 | 8750.5447 | 8943.0567 | 9139.804 | 9340.8797 | 9546.379 | 9756.3994 | 9971.0401 | 10190.403 | 10414.5919 | 10643.7129 | 10877.8746 | 11117.1878 | 11361.766 | 11611.7248 | 11867.1828 | 12128.2608 | 0 | 0 | 0 | 0 | 0 | 0 | 0 | 0 | 0 | 0 | 0 | 0 | 0 | 0 | 0 | 0 | 0 | 0 | 0 |  | 1853.2025 | 1913.9064 | 2042.4772 | 2067.0389 | 2003.6217 | 2058.8415 | 2166.0144 | 2210.0903 | 2254.2021 | 2370.0659 | 2458.353 | 2455.6832 | 2563.7229 | 2481.192 | 2682.9069 | 2662.8235 | 2838.3269 | 2771.0846 | 2780.739 | 2987.4719 | 3043.7046 | 3155.3583 | 3312.4265 | 3206.2414 | 3287.4364 | 3492.1166 | 3428.5833 | 3509.5388 | 3639.4555 | 3857.5823 | 3777.1797 | 3785.4568 | 3971.5337 | 4216.3108 | 4210.0183 | 4479.6865 | 4571.3861 | 4672.2245 | 4535.2286 | 4941.1087 | 4736.8308 | 5207.0488 | 4955.3533 | 5399.0785 | 5325.8849 | 5399.4602 | 5632.099 | 0 | 0 | 0 | 0 | 0 | 0 | 0 | 0 | 0 | 0 | 0 | 0 | 0 | 0 | 0 | 0 | 0 | 0 |  | 1861.184 | 1828.7871 | 1925.8655 | 2039.6349 | 2048.4833 | 1973.3632 | 2206.5259 | 2119.4049 | 2312.0625 | 2365.1234 | 2349.6501 | 2477.2566 | 2476.5309 | 2527.8588 | 2591.0242 | 2674.5618 | 2589.1075 | 2724.2483 | 2836.5543 | 2979.2455 | 2942.4039 | 3119.286 | 3224.6383 | 3305.3594 | 3182.0855 | 3377.3437 | 3475.5508 | 3535.8177 | 3610.5062 | 3563.3113 | 3507.7238 | 3641.1563 | 3800.9899 | 4031.7706 | 3926.5444 | 4159.2864 | 4135.7423 | 4055.1439 | 4430.4558 | 4356.5837 | 4683.3912 | 4607.9001 | 4669.3309 | 4713.5058 | 4892.0177 | 4974.3146 | 5255.5149 | 0 | 0 | 0 | 0 | 0 | 0 | 0 | 0 | 0 | 0 | 0 | 0 | 0 | 0 | 0 | 0 | 0 | 0 |  | 1775.1852 | 1930.7451 | 1895.6561 | 1881.9313 | 1976.3707 | 2021.5963 | 1990.7119 | 2076.3984 | 2221.7849 | 2184.9869 | 2219.583 | 2327.3084 | 2370.5342 | 2482.7248 | 2592.7413 | 2672.0601 | 2547.9204 | 2750.4406 | 2753.1861 | 2741.5664 | 2893.5183 | 3018.6477 | 3007.8047 | 3049.9449 | 3126.6341 | 3229.6 | 3156.9021 | 3355.3923 | 3219.2176 | 3394.9431 | 3618.6486 | 3676.2745 | 3803.8394 | 3720.2444 | 3972.6729 | 3850.7219 | 4040.9923 | 4364.1725 | 4214.4148 | 4400.3986 | 4440.2736 | 4590.488 | 4796.9692 | 4841.4226 | 4937.8159 | 5115.939 | 5208.2616 | 0 | 0 | 0 | 0 | 0 | 0 | 0 | 0 | 0 | 0 | 0 | 0 | 0 | 0 | 0 | 0 | 0 | 0
OH-3PH | 3.073% | 2.923% | BV-G44 | Springfield | 199623 | 199623: BV Sub to L4 P126 | Sub breaker | 0 | 3PH | OH | 1.5 | Zone 1 | 797 | 1109903 | Main line feed that backs up to CV-G65 | 339 Customers on CV-G65 and 792 on BV-G44 |  |  | 1540624.2353 |  | 1275279.6344 | 265344.6009 | 11925.2057 | 43795.0484 | 0 | 220891.3974 | 6780814.4822 | 0 | 0 | 25267.3462 | 11623.7392 | 11994.2983 | 12313.9036 | 28193.3973 |  |  |  | 120080.8961 | 117141.4332 | 113799.9537 | 110601.5904 | 107535.6304 | 104592.1845 | 101762.0504 | 99036.7126 | 96369.885 | 93711.4355 | 91052.986 | 88394.5366 | 85736.0871 | 83077.6377 | 80419.1882 | 77760.7388 | 75102.2893 | 72443.8399 | 69785.3904 | 67126.941 | 64774.9142 | 63035.5955 | 61602.6995 | 60169.8036 | 58736.9076 | 57304.0116 | 55871.1156 | 54438.2196 | 53005.3236 | 51572.4277 | 50139.5317 | 48706.6357 | 47273.7397 | 45840.8437 | 44407.9477 | 42975.0518 | 41542.1558 | 40109.2598 | 38676.3638 | 37243.4678 | 35810.5718 | 34377.6759 | 32944.7799 | 31511.8839 | 30078.9879 | 28646.0919 | 27213.1959 | 25780.3 | 24347.404 | 22914.508 | [16 empty] | 17924.9335 | 17924.9335 | 17924.9335 | 17924.9335 | 17924.9335 | 17924.9335 | 17924.9335 | 17924.9335 | 17924.9335 | 17924.9335 | 17924.9335 | 17924.9335 | 17924.9335 | 17924.9335 | 17924.9335 | 17924.9335 | 17924.9335 | 17924.9335 | 17924.9335 | 17924.9335 | 17924.9335 | 17924.9335 | 17924.9335 | 17924.9335 | 17924.9335 | 17924.9335 | 17924.9335 | 17924.9335 | 17924.9335 | 17924.9335 | 17924.9335 | 17924.9335 | 17924.9335 | 17924.9335 | 17924.9335 | 17924.9335 | 17924.9335 | 17924.9335 | 17924.9335 | 17924.9335 | 17924.9335 | 17924.9335 | 17924.9335 | 17924.9335 | 17924.9335 | 17924.9335 | 17924.9335 | 17924.9335 | 17924.9335 | 17924.9335 | [16 empty] | 563.8454 | 597.8952 | 584.4694 | 642.2295 | 660.8382 | 674.8465 | 654.7061 | 660.4866 | 684.9843 | 735.5744 | 718.9879 | 721.1941 | 806.1418 | 793.7795 | 777.1566 | 798.7733 | 832.3299 | 850.6959 | 889.2272 | 881.8107 | 918.7646 | 968.8082 | 982.4043 | 1013.8342 | 1044.7598 | 1023.8997 | 1099.6544 | 1098.1685 | 1086.1381 | 1116.7865 | 1182.0048 | 1223.4053 | 1206.2803 | 1198.2572 | 1329.3664 | 1373.8006 | 1401.9013 | 1391.6786 | 1477.0423 | 1504.8283 | 1437.4401 | 1563.9498 | 1514.7783 | 1613.0684 | 1588.7983 | 1640.1006 | 1728.8735 | 0 | 0 | 0 | 0 | 0 | 0 | 0 | 0 | 0 | 0 | 0 | 0 | 0 | 0 | 0 | 0 | 0 | 0 |  | 2186.4149 | 2234.516 | 2283.6753 | 2333.9162 | 2385.2623 | 2437.7381 | 2491.3684 | 2546.1785 | 2602.1944 | 2659.4427 | 2717.9504 | 2777.7453 | 2838.8557 | 2901.3105 | 2965.1394 | 3030.3724 | 3097.0406 | 3165.1755 | 3234.8094 | 3305.9752 | 3378.7066 | 3453.0382 | 3529.005 | 3606.6431 | 3685.9893 | 3767.081 | 3849.9568 | 3934.6559 | 4021.2183 | 4109.6851 | 4200.0982 | 4292.5003 | 4386.9354 | 4483.4479 | 4582.0838 | 4682.8896 | 4785.9132 | 4891.2033 | 4998.8098 | 5108.7836 | 5221.1768 | 5336.0427 | 5453.4356 | 5573.4112 | 5696.0263 | 5821.3389 | 5949.4083 | 0 | 0 | 0 | 0 | 0 | 0 | 0 | 0 | 0 | 0 | 0 | 0 | 0 | 0 | 0 | 0 | 0 | 0 | 0 | 0 | 0 | 0 | 0 | 0 | 0 | 0 | 0 | 0 | 0 | 0 | 0 | 0 | 0 | 0 | 0 | 0 | 0 | 0 | 0 | 0 | 0 | 0 | 0 | 0 | 0 | 0 | 0 | 0 | 0 | 0 | 0 | 0 | 0 | 0 | 0 | 0 | 0 | 0 | 0 | 0 | 0 | 0 | 0 | 0 | 0 | 0 | 0 | 0 | 0 | 0 | 0 | 0 | 0 | 0 | 0 | 0 | 0 | 0 | 0 | 0 | 0 | 0 | 0 | 0 | 0 | 0 | 0 | 0 | 0 | 0 | 0 | 0 | 0 | 0 | 0 | 0 | 0 | 0 | 0 | 0 | 0 | 0 | 0 | 0 | 0 | 0 | 0 | 0 | 0 | 0 | 0 | 0 | 0 | 0 | 0 | 0 | 0 | 0 | 0 | 0 | 0 | 0 | 0 | 0 | 0 | 0 | 0 | 0 | 0 | 0 | 0 | 0 | 0 | 0 | 0 | 0 | 0 | 0 | 0 | 0 | 0 | 0 | 0 | 0 | 0 | 0 | 0 | 0 | 0 | 0 | 0 | 0 | 0 | 0 | 0 | 0 | 0 | 0 | 0 | 0 | 0 | 0 | 0 | 0 | 0 | 0 | 0 | 0 | 0 | 0 | 0 | 0 | 0 | 0 | 0 | 0 | 0 | 0 | 0 | 0 | 0 | 0 | 0 | 0 | 0 | 0 | 0 | 0 | 0 | 0 | 0 | 0 | 0 | 0 | 0 | 0 | 0 | 0 | 0 | 0 | 0 | 0 | 0 | 0 | 0 | 0 | 0 | 0 | 0 | 0 | 0 | 0 | 0 | 0 | 0 | 0 | 0 | 0 | 0 | 0 | 0 | 0 | 0 | 0 | 0 | 0 | 0 | 0 | 0 | 0 | 0 | 0 | 0 | 0 | 0 | 0 | 0 | 0 | 0 | 0 | 0 | 0 | 0 | 0 | 0 | 0 | 0 | 0 | 0 | 0 | 0 | 0 | 0 | 0 | 0 | 0 | 0 | 0 | 0 | 0 | 0 | 0 | 0 | 0 | 0 | 0 | 0 | 0 | 0 | 0 | 0 | 0 | 0 | 0 | 0 | 0 | 0 | 0 | 0 | 0 | 0 | 0 | 0 | 0 | 0 | 0 | 0 | 0 | 0 | 0 | 0 | 0 | 0 | 0 | 0 | 0 | 0 | 0 | 0 | 0 | 0 | 0 | 0 | 0 | 0 | 0 | 0 | 0 | 0 | 0 | 0 | 0 | 0 | 0 | 0 | 0 | 0 | 0 | 0 | 0 | 0 | 0 | 0 | 0 | 0 | 0 | 0 | 0 | 0 | 0 | 0 | 0 | 0 | 0 | 0 | 0 | 0 | 0 | 0 | 0 | 0 | 0 | 0 | 0 | 0 | 0 | 0 | 0 | 0 | 0 | 0 | 0 | 0 | 0 | 0 | 0 | 0 | 0 | 0 | 0 | 0 | 0 | 0 | 0 | 0 | 0 | 0 | 0 | 0 | 0 | 0 | 0 | 0 | 0 | 0 | 0 | 0 | 0 | 0 | 0 | 0 | 0 | 0 | 0 | 0 | 0 | 0 | 0 | 0 | 0 | 0 | 0 | 0 | 0 | 0 | 0 | 0 | 0 | 0 | 0 | 0 | 0 | 0 | 0 | 0 | 0 | 0 | 0 | 0 | 0 | 0 | 0 | 0 | 0 | 0 | 1345.3303 | 1367.4946 | 1343.8107 | 1361.964 | 1399.047 | 1428.6918 | 1457.2657 | 1486.411 | 1516.1392 | 1546.462 | 1577.3912 | 1608.9391 | 1641.1178 | 1673.9402 | 1707.419 | 1741.5674 | 1776.3987 | 1811.9267 | 1848.1652 | 1885.1285 | 1922.8311 | 1961.2877 | 2000.5135 | 2040.5238 | 2081.3342 | 2122.9609 | 2165.4201 | 2208.7285 | 2252.9031 | 2297.9612 | 2343.9204 | 2395.4866 | 2448.1873 | 2502.0475 | 2557.0925 | 2613.3485 | 2670.8422 | 2729.6007 | 2789.652 | 2851.0243 | 2913.7468 | 2977.8493 | 3043.3619 | 3110.3159 | 3178.7429 | 3248.6752 | 3320.1461 | 0 | 0 | 0 | 0 | 0 | 0 | 0 | 0 | 0 | 0 | 0 | 0 | 0 | 0 | 0 | 0 | 0 | 0 | 0 |  | 0 | 0 | 0 | 0 | 0 | 0 | 0 | 0 | 0 | 0 | 0 | 0 | 0 | 0 | 0 | 0 | 0 | 0 | 0 | 0 | 0 | 0 | 0 | 0 | 0 | 0 | 0 | 0 | 0 | 0 | 0 | 0 | 0 | 0 | 0 | 0 | 0 | 0 | 0 | 0 | 0 | 0 | 0 | 0 | 0 | 0 | 0 | 0 | 0 | 0 | 0 | 0 | 0 | 0 | 0 | 0 | 0 | 0 | 0 | 0 | 0 | 0 | 0 | 0 | 0 | 0 |  | 0 | 0 | 0 | 0 | 0 | 0 | 0 | 0 | 0 | 0 | 0 | 0 | 0 | 0 | 0 | 0 | 0 | 0 | 0 | 0 | 0 | 0 | 0 | 0 | 0 | 0 | 0 | 0 | 0 | 0 | 0 | 0 | 0 | 0 | 0 | 0 | 0 | 0 | 0 | 0 | 0 | 0 | 0 | 0 | 0 | 0 | 0 | 0 | 0 | 0 | 0 | 0 | 0 | 0 | 0 | 0 | 0 | 0 | 0 | 0 | 0 | 0 | 0 | 0 | 0 | 0 | 1407.5213 | 1438.4867 | 1470.1335 | 1502.4764 | 1535.5309 | 1569.3126 | 1603.8374 | 1639.1219 | 1675.1825 | 1712.0365 | 1749.7014 | 1788.1948 | 1827.5351 | 1867.7408 | 1908.8311 | 1950.8254 | 1993.7436 | 2037.6059 | 2082.4333 | 2128.2468 | 2175.0682 | 2222.9197 | 2271.824 | 2321.8041 | 2372.8838 | 2425.0872 | 2478.4391 | 2532.9648 | 2588.69 | 2645.6412 | 2703.8453 | 2763.3299 | 2824.1232 | 2886.2539 | 2949.7515 | 3014.646 | 3080.9682 | 3148.7495 | 3218.022 | 3288.8185 | 3361.1725 | 3435.1183 | 3510.6909 | 3587.9261 | 3666.8605 | 3747.5314 | 3829.9771 | 0 | 0 | 0 | 0 | 0 | 0 | 0 | 0 | 0 | 0 | 0 | 0 | 0 | 0 | 0 | 0 | 0 | 0 | 0 |  | 585.2218 | 604.3915 | 644.9928 | 652.7491 | 632.7226 | 650.1605 | 684.0046 | 697.9233 | 711.8533 | 748.4419 | 776.322 | 775.4789 | 809.5967 | 783.5343 | 847.2337 | 840.8916 | 896.3138 | 875.0793 | 878.1281 | 943.4122 | 961.1699 | 996.4289 | 1046.0294 | 1012.4973 | 1038.1378 | 1102.7737 | 1082.7105 | 1108.2754 | 1149.3017 | 1218.1839 | 1192.7936 | 1195.4074 | 1254.1685 | 1331.4666 | 1329.4795 | 1414.6378 | 1443.5956 | 1475.4393 | 1432.1775 | 1560.3501 | 1495.8413 | 1644.3312 | 1564.8484 | 1704.9722 | 1681.8584 | 1705.0927 | 1778.5576 | 0 | 0 | 0 | 0 | 0 | 0 | 0 | 0 | 0 | 0 | 0 | 0 | 0 | 0 | 0 | 0 | 0 | 0 |  | 587.7423 | 577.5117 | 608.168 | 644.0952 | 646.8895 | 623.1673 | 696.7977 | 669.2858 | 730.125 | 746.8811 | 741.9948 | 782.2916 | 782.0624 | 798.2712 | 818.2182 | 844.5985 | 817.6129 | 860.289 | 895.754 | 940.8144 | 929.1802 | 985.0377 | 1018.3068 | 1043.7977 | 1004.8691 | 1066.5296 | 1097.5423 | 1116.574 | 1140.1599 | 1125.2562 | 1107.7023 | 1149.8388 | 1200.3126 | 1273.1907 | 1239.9614 | 1313.4589 | 1306.0239 | 1280.5717 | 1399.0913 | 1375.7633 | 1478.9656 | 1455.1263 | 1474.5256 | 1488.4755 | 1544.8477 | 1570.8362 | 1659.6363 | 0 | 0 | 0 | 0 | 0 | 0 | 0 | 0 | 0 | 0 | 0 | 0 | 0 | 0 | 0 | 0 | 0 | 0 |  | 560.5848 | 609.709 | 598.6282 | 594.2941 | 624.1171 | 638.3988 | 628.6459 | 655.7048 | 701.6163 | 689.9959 | 700.9209 | 734.9395 | 748.5897 | 784.0183 | 818.7604 | 843.8085 | 804.6064 | 868.5602 | 869.4272 | 865.7578 | 913.7426 | 953.2572 | 949.8331 | 963.1405 | 987.3582 | 1019.8737 | 996.9165 | 1059.5976 | 1016.595 | 1072.0873 | 1142.7311 | 1160.9288 | 1201.2124 | 1174.814 | 1254.5283 | 1216.0174 | 1276.1028 | 1378.1597 | 1330.8678 | 1389.5995 | 1402.1917 | 1449.6278 | 1514.8324 | 1528.8703 | 1559.3103 | 1615.5597 | 1644.7142 | 0 | 0 | 0 | 0 | 0 | 0 | 0 | 0 | 0 | 0 | 0 | 0 | 0 | 0 | 0 | 0 | 0 | 0
OH-3PH | 4.301% | 4.092% | BV-G44 | Springfield | 199973 | 199973: L41 VT Route 106 - Spacer | 526376 | 0 | 3PH | OH | 2.1 | Zone 1 | 197 | 1553533 | Main line feed that backs up to CV-G65 | 339 Customers on CV-G65 and 792 on BV-G44 | CV-G65 | 339 | 2156414.2002 |  | 1785010.939 | 371403.2612 | 16695.288 | 10825.1249 | 0 | 54599.2538 | 1676060.7942 | 676292.7927 | 20760500.4853 | 35374.2847 | 16273.2349 | 16792.0176 | 17239.465 | 39470.7562 |  |  |  | 168077.4218 | 163963.051 | 159285.9767 | 154809.2226 | 150517.7934 | 146397.8475 | 142436.5043 | 138621.8447 | 134889.0817 | 131168.0458 | 127447.0098 | 123725.9739 | 120004.938 | 116283.902 | 112562.8661 | 108841.8301 | 105120.7942 | 101399.7582 | 97678.7223 | 93957.6864 | 90665.5508 | 88231.0236 | 86225.3968 | 84219.77 | 82214.1432 | 80208.5164 | 78202.8897 | 76197.2629 | 74191.6361 | 72186.0093 | 70180.3825 | 68174.7557 | 66169.1289 | 64163.5021 | 62157.8753 | 60152.2485 | 58146.6217 | 56140.9949 | 54135.3681 | 52129.7413 | 50124.1145 | 48118.4877 | 46112.861 | 44107.2342 | 42101.6074 | 40095.9806 | 38090.3538 | 36084.727 | 34079.1002 | 32073.4734 | [16 empty] | 25089.558 | 25089.558 | 25089.558 | 25089.558 | 25089.558 | 25089.558 | 25089.558 | 25089.558 | 25089.558 | 25089.558 | 25089.558 | 25089.558 | 25089.558 | 25089.558 | 25089.558 | 25089.558 | 25089.558 | 25089.558 | 25089.558 | 25089.558 | 25089.558 | 25089.558 | 25089.558 | 25089.558 | 25089.558 | 25089.558 | 25089.558 | 25089.558 | 25089.558 | 25089.558 | 25089.558 | 25089.558 | 25089.558 | 25089.558 | 25089.558 | 25089.558 | 25089.558 | 25089.558 | 25089.558 | 25089.558 | 25089.558 | 25089.558 | 25089.558 | 25089.558 | 25089.558 | 25089.558 | 25089.558 | 25089.558 | 25089.558 | 25089.558 | [16 empty] | 789.3836 | 837.0533 | 818.2572 | 899.1213 | 925.1735 | 944.7851 | 916.5885 | 924.6812 | 958.978 | 1029.8041 | 1006.5831 | 1009.6717 | 1128.5985 | 1111.2913 | 1088.0192 | 1118.2826 | 1165.2618 | 1190.9742 | 1244.9181 | 1234.5349 | 1286.2704 | 1356.3315 | 1375.366 | 1419.3679 | 1462.6637 | 1433.4596 | 1539.5162 | 1537.4359 | 1520.5933 | 1563.5011 | 1654.8067 | 1712.7674 | 1688.7924 | 1677.5601 | 1861.1129 | 1923.3208 | 1962.6619 | 1948.35 | 2067.8592 | 2106.7596 | 2012.4161 | 2189.5297 | 2120.6897 | 2258.2957 | 2224.3176 | 2296.1408 | 2420.4229 | 0 | 0 | 0 | 0 | 0 | 0 | 0 | 0 | 0 | 0 | 0 | 0 | 0 | 0 | 0 | 0 | 0 | 0 |  | 540.4313 | 552.3208 | 564.4718 | 576.8902 | 589.5818 | 602.5526 | 615.8087 | 629.3565 | 643.2024 | 657.3528 | 671.8146 | 686.5945 | 701.6996 | 717.137 | 732.914 | 749.0381 | 765.5169 | 782.3583 | 799.5702 | 817.1607 | 835.1383 | 853.5113 | 872.2886 | 891.4789 | 911.0915 | 931.1355 | 951.6204 | 972.5561 | 993.9523 | 1015.8193 | 1038.1673 | 1061.007 | 1084.3491 | 1108.2048 | 1132.5853 | 1157.5022 | 1182.9673 | 1208.9925 | 1235.5904 | 1262.7734 | 1290.5544 | 1318.9466 | 1347.9634 | 1377.6186 | 1407.9262 | 1438.9006 | 1470.5564 | 0 | 0 | 0 | 0 | 0 | 0 | 0 | 0 | 0 | 0 | 0 | 0 | 0 | 0 | 0 | 0 | 0 | 0 | 0 | 0 | 0 | 0 | 0 | 0 | 0 | 0 | 0 | 0 | 0 | 0 | 0 | 0 | 0 | 0 | 0 | 0 | 0 | 0 | 0 | 0 | 0 | 0 | 0 | 0 | 0 | 0 | 0 | 0 | 0 | 0 | 0 | 0 | 0 | 0 | 0 | 0 | 0 | 0 | 0 | 0 | 0 | 0 | 0 | 0 | 0 | 0 | 0 | 0 | 0 | 0 | 0 | 0 | 0 | 0 | 0 | 0 | 0 | 0 | 0 | 0 | 0 | 0 | 0 | 0 | 0 | 0 | 0 | 0 | 0 | 0 | 0 | 0 | 0 | 0 | 0 | 0 | 0 | 0 | 0 | 0 | 0 | 0 | 0 | 0 | 0 | 0 | 0 | 0 | 0 | 0 | 0 | 0 | 0 | 0 | 0 | 0 | 0 | 0 | 0 | 0 | 0 | 0 | 0 | 0 | 0 | 0 | 0 | 0 | 0 | 0 | 0 | 0 | 0 | 0 | 0 | 0 | 0 | 0 | 0 | 0 | 0 | 0 | 0 | 0 | 0 | 0 | 0 | 0 | 0 | 0 | 0 | 0 | 0 | 0 | 0 | 0 | 0 | 0 | 0 | 0 | 0 | 0 | 0 | 0 | 0 | 0 | 0 | 0 | 0 | 0 | 0 | 0 | 0 | 0 | 0 | 0 | 0 | 0 | 0 | 0 | 0 | 0 | 0 | 0 | 0 | 0 | 0 | 0 | 0 | 0 | 0 | 0 | 0 | 0 | 0 | 0 | 0 | 0 | 0 | 0 | 0 | 0 | 0 | 0 | 0 | 0 | 0 | 0 | 0 | 0 | 0 | 0 | 0 | 0 | 0 | 0 | 0 | 0 | 0 | 0 | 0 | 0 | 0 | 0 | 0 | 0 | 0 | 0 | 0 | 0 | 0 | 0 | 0 | 0 | 0 | 0 | 0 | 0 | 0 | 0 | 0 | 0 | 0 | 0 | 0 | 0 | 0 | 0 | 0 | 0 | 0 | 0 | 0 | 0 | 0 | 0 | 0 | 0 | 0 | 0 | 0 | 0 | 0 | 0 | 0 | 0 | 0 | 0 | 0 | 0 | 0 | 0 | 0 | 0 | 0 | 0 | 0 | 0 | 0 | 0 | 0 | 0 | 0 | 0 | 0 | 0 | 0 | 0 | 0 | 0 | 0 | 0 | 0 | 0 | 0 | 0 | 0 | 0 | 0 | 0 | 0 | 0 | 0 | 0 | 0 | 0 | 0 | 0 | 0 | 0 | 0 | 0 | 0 | 0 | 0 | 0 | 0 | 0 | 0 | 0 | 0 | 0 | 0 | 0 | 0 | 0 | 0 | 0 | 0 | 0 | 0 | 0 | 0 | 0 | 0 | 0 | 0 | 0 | 0 | 0 | 0 | 0 | 0 | 0 | 0 | 0 | 0 | 0 | 0 | 0 | 0 | 0 | 0 | 0 | 0 | 0 | 0 | 0 | 0 | 0 | 0 | 0 | 0 | 0 | 0 | 0 | 0 | 0 | 0 | 0 | 0 | 0 | 0 | 0 | 0 | 0 | 0 | 0 | 0 | 0 | 0 | 0 | 0 | 0 | 0 | 0 | 0 | 0 | 0 | 0 | 0 | 0 | 0 | 0 | 0 | 0 | 0 | 0 | 0 | 0 | 0 | 0 | 0 | 0 | 0 | 0 | 0 | 0 | 0 | 0 | 0 | 0 | 0 | 0 | 0 | 1883.4624 | 1914.4925 | 1881.335 | 1906.7496 | 1958.6658 | 2000.1686 | 2040.1719 | 2080.9754 | 2122.5949 | 2165.0468 | 2208.3477 | 2252.5147 | 2297.565 | 2343.5163 | 2390.3866 | 2438.1943 | 2486.9582 | 2536.6974 | 2587.4313 | 2639.1799 | 2691.9635 | 2745.8028 | 2800.7189 | 2856.7333 | 2913.8679 | 2972.1453 | 3031.5882 | 3092.2199 | 3154.0643 | 3217.1456 | 3281.4885 | 3353.6813 | 3427.4623 | 3502.8665 | 3579.9295 | 3658.688 | 3739.1791 | 3821.441 | 3905.5127 | 3991.434 | 4079.2456 | 4168.989 | 4260.7067 | 4354.4423 | 4450.24 | 4548.1453 | 4648.2045 | 0 | 0 | 0 | 0 | 0 | 0 | 0 | 0 | 0 | 0 | 0 | 0 | 0 | 0 | 0 | 0 | 0 | 0 | 0 |  | 31956.9521 | 33027.4558 | 33931.3579 | 34461.1568 | 35404.0846 | 36197.0847 | 37110.0379 | 37960.1345 | 39483.4794 | 40892.7684 | 41784.5972 | 43214.1711 | 43996.5594 | 45247.0937 | 46629.2644 | 47779.1557 | 48855.8716 | 50024.7731 | 51080.82 | 51831.211 | 52419.3742 | 53421.0027 | 54774.1844 | 56224.956 | 57638.0722 | 59433.3949 | 61354.7467 | 63158.3798 | 64684.4911 | 66084.7367 | 67965.129 | 69906.2365 | 71403.9059 | 73151.3008 | 74737.5303 | 75593.8895 | 77112.7169 | 77637.408 | 79271.6921 | 81434.0854 | 83313.6664 | 85005.8882 | 86856.7057 | 89526.2614 | 91078.2299 | 93541.3807 | 97044.3978 | 0 | 0 | 0 | 0 | 0 | 0 | 0 | 0 | 0 | 0 | 0 | 0 | 0 | 0 | 0 | 0 | 0 | 0 | 0 |  | 980998.6557 | 1013860.445 | 1041607.9843 | 1057871.4865 | 1086817.0167 | 1111160.1397 | 1139185.5253 | 1165281.3679 | 1212044.2543 | 1255305.9074 | 1282682.8257 | 1326567.1759 | 1350584.5424 | 1388972.8257 | 1431402.0138 | 1466700.8085 | 1499753.2967 | 1535635.6573 | 1568053.6592 | 1591088.7898 | 1609143.9322 | 1639891.4275 | 1681430.7281 | 1725965.7947 | 1769344.9321 | 1824456.8591 | 1883437.563 | 1938804.5969 | 1985652.4017 | 2028636.4463 | 2086359.7972 | 2145946.9506 | 2191921.6628 | 2245562.3261 | 2294255.6114 | 2320543.7016 | 2367167.9089 | 2383274.6173 | 2433443.0586 | 2499823.1347 | 2557521.5812 | 2609468.5639 | 2666284.0433 | 2748232.739 | 2795874.2982 | 2871486.8785 | 2979020.7575 | 0 | 0 | 0 | 0 | 0 | 0 | 0 | 0 | 0 | 0 | 0 | 0 | 0 | 0 | 0 | 0 | 0 | 0 | 0 | 1970.5298 | 2013.8814 | 2058.1868 | 2103.467 | 2149.7432 | 2197.0376 | 2245.3724 | 2294.7706 | 2345.2555 | 2396.8512 | 2449.5819 | 2503.4727 | 2558.5491 | 2614.8372 | 2672.3636 | 2731.1556 | 2791.241 | 2852.6483 | 2915.4066 | 2979.5455 | 3045.0955 | 3112.0876 | 3180.5536 | 3250.5257 | 3322.0373 | 3395.1221 | 3469.8148 | 3546.1507 | 3624.1661 | 3703.8977 | 3785.3835 | 3868.6619 | 3953.7725 | 4040.7554 | 4129.6521 | 4220.5044 | 4313.3555 | 4408.2493 | 4505.2308 | 4604.3459 | 4705.6415 | 4809.1656 | 4914.9673 | 5023.0965 | 5133.6047 | 5246.544 | 5361.9679 | 0 | 0 | 0 | 0 | 0 | 0 | 0 | 0 | 0 | 0 | 0 | 0 | 0 | 0 | 0 | 0 | 0 | 0 | 0 |  | 819.3106 | 846.1481 | 902.9899 | 913.8488 | 885.8117 | 910.2247 | 957.6064 | 977.0926 | 996.5946 | 1047.8186 | 1086.8508 | 1085.6705 | 1133.4354 | 1096.948 | 1186.1272 | 1177.2483 | 1254.8393 | 1225.1111 | 1229.3793 | 1320.777 | 1345.6378 | 1395.0005 | 1464.4412 | 1417.4962 | 1453.3929 | 1543.8831 | 1515.7947 | 1551.5856 | 1609.0224 | 1705.4574 | 1669.911 | 1673.5704 | 1755.8359 | 1864.0532 | 1861.2713 | 1980.493 | 2021.0339 | 2065.615 | 2005.0484 | 2184.4902 | 2094.1778 | 2302.0637 | 2190.7878 | 2386.961 | 2354.6017 | 2387.1298 | 2489.9806 | 0 | 0 | 0 | 0 | 0 | 0 | 0 | 0 | 0 | 0 | 0 | 0 | 0 | 0 | 0 | 0 | 0 | 0 |  | 822.8392 | 808.5164 | 851.4353 | 901.7333 | 905.6452 | 872.4343 | 975.5167 | 937.0001 | 1022.175 | 1045.6335 | 1038.7927 | 1095.2082 | 1094.8873 | 1117.5797 | 1145.5054 | 1182.4379 | 1144.6581 | 1204.4045 | 1254.0556 | 1317.1401 | 1300.8523 | 1379.0528 | 1425.6296 | 1461.3168 | 1406.8167 | 1493.1414 | 1536.5593 | 1563.2036 | 1596.2238 | 1575.3587 | 1550.7832 | 1609.7744 | 1680.4376 | 1782.467 | 1735.9459 | 1838.8424 | 1828.4334 | 1792.8004 | 1958.7278 | 1926.0686 | 2070.5519 | 2037.1769 | 2064.3358 | 2083.8657 | 2162.7868 | 2199.1707 | 2323.4908 | 0 | 0 | 0 | 0 | 0 | 0 | 0 | 0 | 0 | 0 | 0 | 0 | 0 | 0 | 0 | 0 | 0 | 0 |  | 784.8187 | 853.5926 | 838.0795 | 832.0117 | 873.7639 | 893.7584 | 880.1042 | 917.9867 | 982.2628 | 965.9942 | 981.2893 | 1028.9153 | 1048.0256 | 1097.6257 | 1146.2646 | 1181.3318 | 1126.449 | 1215.9843 | 1217.1981 | 1212.0609 | 1279.2397 | 1334.56 | 1329.7663 | 1348.3967 | 1382.3014 | 1427.8231 | 1395.683 | 1483.4366 | 1423.233 | 1500.9222 | 1599.8236 | 1625.3003 | 1681.6974 | 1644.7396 | 1756.3396 | 1702.4244 | 1786.5439 | 1929.4236 | 1863.2149 | 1945.4394 | 1963.0683 | 2029.4789 | 2120.7653 | 2140.4184 | 2183.0344 | 2261.7836 | 2302.5998 | 0 | 0 | 0 | 0 | 0 | 0 | 0 | 0 | 0 | 0 | 0 | 0 | 0 | 0 | 0 | 0 | 0 | 0
UG-1PH | 3.607% | 3.831% | CV-G65 | Springfield | 201142 | 201142: L208 HIGH ST. - CIC |  |  | 1PH | UG | 1.9 | Zone 3 | 122 | 1076503 |  |  |  |  | 1494262.6618 |  | 1236903.0017 | 257359.6601 | 3190.403 | 4667.3238 | 17024.0443 | 14170.2265 | 302812.5969 | 0 | 0 | 7775.7871 | 3105.3859 | 3199.2223 | 3290.5252 | 58869.0662 |  |  |  | 116467.3353 | 113616.3289 | 110375.4036 | 107273.2878 | 104299.5908 | 101444.7212 | 98699.7535 | 96056.4286 | 93469.853 | 90891.4035 | 88312.954 | 85734.5046 | 83156.0551 | 80577.6056 | 77999.1561 | 75420.7066 | 72842.2572 | 70263.8077 | 67685.3582 | 65106.9087 | 62825.6609 | 61138.683 | 59748.9068 | 58359.1305 | 56969.3543 | 55579.578 | 54189.8018 | 52800.0255 | 51410.2493 | 50020.473 | 48630.6968 | 47240.9205 | 45851.1443 | 44461.3681 | 43071.5918 | 41681.8156 | 40292.0393 | 38902.2631 | 37512.4868 | 36122.7106 | 34732.9343 | 33343.1581 | 31953.3818 | 30563.6056 | 29173.8294 | 27784.0531 | 26394.2769 | 25004.5006 | 23614.7244 | 22224.9481 | [16 empty] | 17385.5235 | 17385.5235 | 17385.5235 | 17385.5235 | 17385.5235 | 17385.5235 | 17385.5235 | 17385.5235 | 17385.5235 | 17385.5235 | 17385.5235 | 17385.5235 | 17385.5235 | 17385.5235 | 17385.5235 | 17385.5235 | 17385.5235 | 17385.5235 | 17385.5235 | 17385.5235 | 17385.5235 | 17385.5235 | 17385.5235 | 17385.5235 | 17385.5235 | 17385.5235 | 17385.5235 | 17385.5235 | 17385.5235 | 17385.5235 | 17385.5235 | 17385.5235 | 17385.5235 | 17385.5235 | 17385.5235 | 17385.5235 | 17385.5235 | 17385.5235 | 17385.5235 | 17385.5235 | 17385.5235 | 17385.5235 | 17385.5235 | 17385.5235 | 17385.5235 | 17385.5235 | 17385.5235 | 17385.5235 | 17385.5235 | 17385.5235 | [16 empty] | 142.8408 | 151.4668 | 148.0656 | 162.6981 | 167.4123 | 170.9611 | 165.8589 | 167.3233 | 173.5293 | 186.3455 | 182.1436 | 182.7025 | 204.2226 | 201.0908 | 196.8797 | 202.3559 | 210.8569 | 215.5096 | 225.2709 | 223.392 | 232.7537 | 245.4314 | 248.8758 | 256.838 | 264.6725 | 259.3879 | 278.5791 | 278.2027 | 275.155 | 282.9193 | 299.4412 | 309.9293 | 305.591 | 303.5585 | 336.7728 | 348.0295 | 355.1483 | 352.5586 | 374.184 | 381.2232 | 364.1515 | 396.2006 | 383.7438 | 408.644 | 402.4956 | 415.4921 | 437.9813 | 436.9553 | 470.3115 | 463.4019 | 474.7405 | 467.9788 | 480.8949 | 502.6994 | 540.4546 | 539.0734 | 0 | 0 | 0 | 0 | 0 | 0 | 0 | 0 | 0 |  | 221.3085 | 226.1773 | 231.1532 | 236.2386 | 241.4358 | 246.7474 | 252.1759 | 257.7237 | 263.3936 | 269.1883 | 275.1104 | 281.1629 | 287.3485 | 293.6701 | 300.1309 | 306.7338 | 313.4819 | 320.3785 | 327.4268 | 334.6302 | 341.9921 | 349.5159 | 357.2053 | 365.0638 | 373.0952 | 381.3033 | 389.6919 | 398.2652 | 407.027 | 415.9816 | 425.1332 | 434.4861 | 444.0448 | 453.8138 | 463.7977 | 474.0012 | 484.4293 | 495.0867 | 505.9786 | 517.1102 | 528.4866 | 540.1133 | 551.9958 | 564.1397 | 576.5508 | 589.2349 | 602.198 | 615.4464 | 628.9862 | 642.8239 | 656.966 | 671.4193 | 686.1905 | 701.2867 | 716.715 | 732.4827 | 0 | 0 | 0 | 0 | 0 | 0 | 0 | 0 | 0 | 0 | 64.1655 | 65.5771 | 67.0198 | 68.4942 | 70.0011 | 71.5411 | 73.115 | 74.7236 | 76.3675 | 78.0476 | 79.7646 | 81.5195 | 83.3129 | 85.1458 | 87.019 | 88.9334 | 90.8899 | 92.8895 | 94.9331 | 97.0216 | 99.1561 | 101.3375 | 103.5669 | 105.8454 | 108.174 | 110.5538 | 112.986 | 115.4717 | 118.0121 | 120.6083 | 123.2617 | 125.9735 | 128.7449 | 131.5773 | 134.472 | 137.4304 | 140.4538 | 143.5438 | 146.7018 | 149.9292 | 153.2277 | 156.5987 | 160.0439 | 163.5648 | 167.1633 | 170.8408 | 174.5993 | 178.4405 | 182.3662 | 186.3783 | 190.4786 | 194.6691 | 198.9518 | 203.3288 | 207.802 | 212.3737 | 0 | 0 | 0 | 0 | 0 | 0 | 0 | 0 | 0 | 0 | 256.299 | 261.9376 | 267.7002 | 273.5896 | 279.6086 | 285.7599 | 292.0467 | 298.4717 | 305.0381 | 311.7489 | 318.6074 | 325.6167 | 332.7803 | 340.1015 | 347.5837 | 355.2305 | 363.0456 | 371.0326 | 379.1953 | 387.5376 | 396.0635 | 404.7769 | 413.682 | 422.783 | 432.0842 | 441.59 | 451.305 | 461.2337 | 471.3809 | 481.7512 | 492.3498 | 503.1815 | 514.2515 | 525.565 | 537.1274 | 548.9442 | 561.021 | 573.3635 | 585.9775 | 598.869 | 612.0441 | 625.509 | 639.2702 | 653.3342 | 667.7075 | 682.3971 | 697.4098 | 712.7529 | 728.4334 | 744.459 | 760.8371 | 777.5755 | 794.6821 | 812.1651 | 830.0328 | 848.2935 | 0 | 0 | 0 | 0 | 0 | 0 | 0 | 0 | 0 | 0 | 133.0313 | 135.958 | 138.949 | 142.0059 | 145.13 | 148.3229 | 151.586 | 154.9209 | 158.3292 | 161.8124 | 165.3723 | 169.0105 | 172.7287 | 176.5287 | 180.4124 | 184.3814 | 188.4378 | 192.5834 | 196.8203 | 201.1503 | 205.5756 | 210.0983 | 214.7205 | 219.4443 | 224.2721 | 229.2061 | 234.2486 | 239.4021 | 244.6689 | 250.0516 | 255.5528 | 261.1749 | 266.9208 | 272.793 | 278.7945 | 284.928 | 291.1964 | 297.6027 | 304.15 | 310.8413 | 317.6798 | 324.6687 | 331.8114 | 339.1113 | 346.5717 | 354.1963 | 361.9886 | 369.9524 | 378.0913 | 386.4093 | 394.9103 | 403.5984 | 412.4775 | 421.552 | 430.8262 | 440.3044 | 0 | 0 | 0 | 0 | 0 | 0 | 0 | 0 | 0 | 0 | 11.5052 | 11.7584 | 12.017 | 12.2814 | 12.5516 | 12.8277 | 13.11 | 13.3984 | 13.6931 | 13.9944 | 14.3023 | 14.6169 | 14.9385 | 15.2671 | 15.603 | 15.9463 | 16.2971 | 16.6556 | 17.0221 | 17.3965 | 17.7793 | 18.1704 | 18.5702 | 18.9787 | 19.3962 | 19.8229 | 20.259 | 20.7047 | 21.1603 | 21.6258 | 22.1015 | 22.5878 | 23.0847 | 23.5926 | 24.1116 | 24.6421 | 25.1842 | 25.7382 | 26.3045 | 26.8832 | 27.4746 | 28.0791 | 28.6968 | 29.3281 | 29.9733 | 30.6328 | 31.3067 | 31.9954 | 32.6993 | 33.4187 | 34.1539 | 34.9053 | 35.6732 | 36.458 | 37.2601 | 38.0798 | 0 | 0 | 0 | 0 | 0 | 0 | 0 | 0 | 0 | 0 | 342.221 | 349.7498 | 357.4443 | 365.3081 | 373.3449 | 381.5585 | 389.9527 | 398.5317 | 407.2994 | 416.26 | 425.4177 | 434.7769 | 444.342 | 454.1175 | 464.1081 | 474.3185 | 484.7535 | 495.4181 | 506.3172 | 517.4562 | 528.8403 | 540.4747 | 552.3652 | 564.5172 | 576.9366 | 589.6292 | 602.6011 | 615.8583 | 629.4072 | 643.2541 | 657.4057 | 671.8686 | 686.6497 | 701.756 | 717.1947 | 732.973 | 749.0984 | 765.5785 | 782.4213 | 799.6345 | 817.2265 | 835.2055 | 853.58 | 872.3587 | 891.5506 | 911.1647 | 931.2104 | 951.697 | 972.6343 | 994.0323 | 1015.901 | 1038.2508 | 1061.0923 | 1084.4364 | 1108.294 | 1132.6764 | 0 | 0 | 0 | 0 | 0 | 0 | 0 | 0 | 0 | 0 | 807.2219 | 824.9808 | 843.1304 | 861.6792 | 880.6362 | 900.0102 | 919.8104 | 940.0462 | 960.7272 | 981.8632 | 1003.4642 | 1025.5404 | 1048.1023 | 1071.1606 | 1094.7261 | 1118.8101 | 1143.4239 | 1168.5792 | 1194.288 | 1220.5623 | 1247.4147 | 1274.8578 | 1302.9047 | 1331.5686 | 1360.8631 | 1390.8021 | 1421.3997 | 1452.6705 | 1484.6293 | 1517.2911 | 1550.6715 | 1584.7863 | 1619.6516 | 1655.2839 | 1691.7002 | 1728.9176 | 1766.9538 | 1805.8268 | 1845.555 | 1886.1572 | 1927.6526 | 1970.061 | 2013.4023 | 2057.6972 | 2102.9665 | 2149.2318 | 2196.5149 | 2244.8382 | 2294.2246 | 2344.6976 | 2396.2809 | 2448.9991 | 2502.8771 | 2557.9404 | 2614.2151 | 2671.7278 | 0 | 0 | 0 | 0 | 0 | 0 | 0 | 0 | 0 | 0 | 393.868 | 400.357 | 393.4231 | 398.7378 | 409.5945 | 418.2735 | 426.6389 | 435.1717 | 443.8752 | 452.7527 | 461.8077 | 471.0439 | 480.4647 | 490.074 | 499.8755 | 509.873 | 520.0705 | 530.4719 | 541.0813 | 551.903 | 562.941 | 574.1999 | 585.6838 | 597.3975 | 609.3455 | 621.5324 | 633.963 | 646.6423 | 659.5751 | 672.7666 | 686.222 | 701.3189 | 716.7479 | 732.5163 | 748.6317 | 765.1016 | 781.9338 | 799.1364 | 816.7174 | 834.6851 | 853.0482 | 871.8153 | 890.9952 | 910.5971 | 930.6302 | 951.1041 | 972.0284 | 993.413 | 1015.2681 | 1037.604 | 1060.4313 | 1083.7608 | 1107.6035 | 1131.9708 | 1156.8742 | 1182.3254 | 0 | 0 | 0 | 0 | 0 | 0 | 0 | 0 | 0 | 0 |  | 0 | 0 | 0 | 0 | 0 | 0 | 0 | 0 | 0 | 0 | 0 | 0 | 0 | 0 | 0 | 0 | 0 | 0 | 0 | 0 | 0 | 0 | 0 | 0 | 0 | 0 | 0 | 0 | 0 | 0 | 0 | 0 | 0 | 0 | 0 | 0 | 0 | 0 | 0 | 0 | 0 | 0 | 0 | 0 | 0 | 0 | 0 | 0 | 0 | 0 | 0 | 0 | 0 | 0 | 0 | 0 | 0 | 0 | 0 | 0 | 0 | 0 | 0 | 0 | 0 | 0 |  | 0 | 0 | 0 | 0 | 0 | 0 | 0 | 0 | 0 | 0 | 0 | 0 | 0 | 0 | 0 | 0 | 0 | 0 | 0 | 0 | 0 | 0 | 0 | 0 | 0 | 0 | 0 | 0 | 0 | 0 | 0 | 0 | 0 | 0 | 0 | 0 | 0 | 0 | 0 | 0 | 0 | 0 | 0 | 0 | 0 | 0 | 0 | 0 | 0 | 0 | 0 | 0 | 0 | 0 | 0 | 0 | 0 | 0 | 0 | 0 | 0 | 0 | 0 | 0 | 0 | 0 | 2791.3696 | 2852.7797 | 2915.5409 | 2979.6828 | 3045.2358 | 3112.231 | 3180.7001 | 3250.6755 | 3322.1903 | 3395.2785 | 3469.9747 | 3546.3141 | 3624.333 | 3704.0683 | 3785.5578 | 3868.8401 | 3953.9546 | 4040.9416 | 4129.8423 | 4220.6988 | 4313.5542 | 4408.4524 | 4505.4384 | 4604.558 | 4705.8583 | 4809.3872 | 4915.1937 | 5023.3279 | 5133.8412 | 5246.7857 | 5362.2149 | 5480.1837 | 5600.7477 | 5723.9642 | 5849.8914 | 5978.589 | 6110.1179 | 6244.5405 | 6381.9204 | 6522.3227 | 6665.8138 | 6812.4617 | 6962.3358 | 7115.5072 | 7272.0484 | 7432.0335 | 7595.5382 | 7762.64 | 7933.4181 | 8107.9533 | 8286.3283 | 8468.6275 | 8654.9373 | 8845.3459 | 9039.9435 | 9238.8223 | 0 | 0 | 0 | 0 | 0 | 0 | 0 | 0 | 0 | 0 |  | 148.2562 | 153.1125 | 163.3982 | 165.3631 | 160.2897 | 164.7073 | 173.2812 | 176.8072 | 180.3362 | 189.6053 | 196.6682 | 196.4547 | 205.0978 | 198.4954 | 214.6325 | 213.0259 | 227.0662 | 221.6868 | 222.4591 | 238.9977 | 243.4964 | 252.4287 | 264.9941 | 256.4993 | 262.9949 | 279.3693 | 274.2867 | 280.7631 | 291.1564 | 308.6066 | 302.1744 | 302.8365 | 317.7227 | 337.3049 | 336.8015 | 358.3749 | 365.7109 | 373.778 | 362.8183 | 395.2887 | 378.9465 | 416.5639 | 396.4283 | 431.9263 | 426.0708 | 431.9568 | 450.5679 | 442.7733 | 465.5189 | 462.4139 | 474.1026 | 485.2637 | 495.9543 | 514.924 | 535.3769 | 545.402 | 0 | 0 | 0 | 0 | 0 | 0 | 0 | 0 | 0 |  | 148.8947 | 146.303 | 154.0692 | 163.1708 | 163.8787 | 157.8691 | 176.5221 | 169.5524 | 184.965 | 189.2099 | 187.972 | 198.1805 | 198.1225 | 202.2287 | 207.2819 | 213.9649 | 207.1286 | 217.9399 | 226.9243 | 238.3396 | 235.3923 | 249.5429 | 257.9711 | 264.4288 | 254.5668 | 270.1875 | 278.0441 | 282.8654 | 288.8405 | 285.0649 | 280.6179 | 291.2925 | 304.0792 | 322.5416 | 314.1236 | 332.7429 | 330.8594 | 324.4115 | 354.4365 | 348.5267 | 374.6713 | 368.632 | 373.5465 | 377.0805 | 391.3614 | 397.9452 | 420.4412 | 412.2921 | 421.9304 | 441.4324 | 437.2967 | 463.7578 | 470.4062 | 497.7268 | 515.5475 | 498.9926 | 0 | 0 | 0 | 0 | 0 | 0 | 0 | 0 | 0 |  | 142.0148 | 154.4596 | 151.6525 | 150.5545 | 158.1097 | 161.7277 | 159.257 | 166.1119 | 177.7428 | 174.7989 | 177.5666 | 186.1847 | 189.6427 | 198.618 | 207.4193 | 213.7648 | 203.8336 | 220.0353 | 220.2549 | 219.3253 | 231.4815 | 241.4918 | 240.6244 | 243.9956 | 250.1307 | 258.368 | 252.5522 | 268.4314 | 257.5374 | 271.5954 | 289.4919 | 294.102 | 304.3071 | 297.6196 | 317.8138 | 308.0577 | 323.2794 | 349.1338 | 337.1532 | 352.0319 | 355.2219 | 367.239 | 383.7575 | 387.3138 | 395.0253 | 409.2751 | 416.6609 | 425.2717 | 440.7741 | 416.7693 | 461.8035 | 442.3079 | 483.2504 | 481.9848 | 502.9299 | 495.3753 | 0 | 0 | 0 | 0 | 0 | 0 | 0 | 0 | 0
UG-1PH | 8.237% | 8.569% | DM-G6 | Brattleboro | 201143 | 201143: L61 DOVER RD. - CIC | 498311 | 0 | 1PH | UG | 4.25 | Zone 3 | 170 | 2458013 |  |  |  |  | 3411896.7138 |  | 2824259.3452 | 587637.3687 | 7136.4278 | 5331.5371 | 38080.0992 | 24295.1647 | 530321.4402 | 0 | 0 | 17393.2079 | 6946.2579 | 7156.1552 | 7360.3853 | 131680.8059 |  |  |  | 265933.5127 | 259423.7205 | 252023.6143 | 244940.4562 | 238150.5208 | 231631.9076 | 225364.237 | 219328.6504 | 213422.6415 | 207535.187 | 201647.7326 | 195760.2782 | 189872.8238 | 183985.3694 | 178097.915 | 172210.4605 | 166323.0061 | 160435.5517 | 154548.0973 | 148660.6429 | 143451.7982 | 139599.8689 | 136426.5492 | 133253.2296 | 130079.91 | 126906.5904 | 123733.2708 | 120559.9512 | 117386.6316 | 114213.312 | 111039.9924 | 107866.6728 | 104693.3532 | 101520.0335 | 98346.7139 | 95173.3943 | 92000.0747 | 88826.7551 | 85653.4355 | 82480.1159 | 79306.7963 | 76133.4767 | 72960.1571 | 69786.8375 | 66613.5178 | 63440.1982 | 60266.8786 | 57093.559 | 53920.2394 | 50746.9198 | [16 empty] | 39696.91 | 39696.91 | 39696.91 | 39696.91 | 39696.91 | 39696.91 | 39696.91 | 39696.91 | 39696.91 | 39696.91 | 39696.91 | 39696.91 | 39696.91 | 39696.91 | 39696.91 | 39696.91 | 39696.91 | 39696.91 | 39696.91 | 39696.91 | 39696.91 | 39696.91 | 39696.91 | 39696.91 | 39696.91 | 39696.91 | 39696.91 | 39696.91 | 39696.91 | 39696.91 | 39696.91 | 39696.91 | 39696.91 | 39696.91 | 39696.91 | 39696.91 | 39696.91 | 39696.91 | 39696.91 | 39696.91 | 39696.91 | 39696.91 | 39696.91 | 39696.91 | 39696.91 | 39696.91 | 39696.91 | 39696.91 | 39696.91 | 39696.91 | [16 empty] | 319.5124 | 338.8073 | 331.1993 | 363.9301 | 374.475 | 382.413 | 371.0001 | 374.2757 | 388.1578 | 416.8255 | 407.4265 | 408.6766 | 456.8137 | 449.8084 | 440.3887 | 452.6382 | 471.6536 | 482.061 | 503.8954 | 499.6927 | 520.6333 | 548.9913 | 556.6958 | 574.5061 | 592.0305 | 580.2098 | 623.1375 | 622.2955 | 615.4783 | 632.8457 | 669.8027 | 693.263 | 683.5588 | 679.0124 | 753.3076 | 778.487 | 794.4108 | 788.6179 | 836.9906 | 852.736 | 814.5494 | 886.2382 | 858.3744 | 914.0721 | 900.319 | 929.3903 | 979.695 | 977.4 | 1052.0125 | 1036.5569 | 1061.9196 | 1046.7947 | 1075.6861 | 1124.4592 | 1208.9115 | 1205.822 | 0 | 0 | 0 | 0 | 0 | 0 | 0 | 0 | 0 |  | 252.8032 | 258.3649 | 264.0489 | 269.858 | 275.7949 | 281.8624 | 288.0633 | 294.4007 | 300.8776 | 307.4969 | 314.2618 | 321.1756 | 328.2414 | 335.4627 | 342.8429 | 350.3855 | 358.0939 | 365.972 | 374.0234 | 382.2519 | 390.6614 | 399.256 | 408.0396 | 417.0165 | 426.1909 | 435.5671 | 445.1495 | 454.9428 | 464.9516 | 475.1805 | 485.6345 | 496.3184 | 507.2374 | 518.3967 | 529.8014 | 541.457 | 553.3691 | 565.5432 | 577.9851 | 590.7008 | 603.6962 | 616.9775 | 630.5511 | 644.4232 | 658.6005 | 673.0897 | 687.8977 | 703.0314 | 718.4981 | 734.3051 | 750.4598 | 766.9699 | 783.8432 | 801.0878 | 818.7117 | 836.7234 | 0 | 0 | 0 | 0 | 0 | 0 | 0 | 0 | 0 | 0 | 143.528 | 146.6856 | 149.9127 | 153.2108 | 156.5814 | 160.0262 | 163.5468 | 167.1448 | 170.822 | 174.5801 | 178.4209 | 182.3461 | 186.3578 | 190.4576 | 194.6477 | 198.9299 | 203.3064 | 207.7791 | 212.3503 | 217.022 | 221.7965 | 226.676 | 231.6629 | 236.7595 | 241.9682 | 247.2915 | 252.7319 | 258.292 | 263.9744 | 269.7818 | 275.717 | 281.7828 | 287.982 | 294.3176 | 300.7926 | 307.4101 | 314.1731 | 321.0849 | 328.1488 | 335.368 | 342.7461 | 350.2865 | 357.9928 | 365.8687 | 373.9178 | 382.144 | 390.5512 | 399.1433 | 407.9244 | 416.8988 | 426.0705 | 435.4441 | 445.0239 | 454.8144 | 464.8203 | 475.0464 | 0 | 0 | 0 | 0 | 0 | 0 | 0 | 0 | 0 | 0 | 573.3003 | 585.9129 | 598.803 | 611.9767 | 625.4402 | 639.1999 | 653.2623 | 667.634 | 682.322 | 697.3331 | 712.6744 | 728.3532 | 744.377 | 760.7533 | 777.4899 | 794.5946 | 812.0757 | 829.9414 | 848.2001 | 866.8605 | 885.9314 | 905.4219 | 925.3412 | 945.6987 | 966.5041 | 987.7672 | 1009.4981 | 1031.707 | 1054.4046 | 1077.6015 | 1101.3087 | 1125.5375 | 1150.2993 | 1175.6059 | 1201.4692 | 1227.9016 | 1254.9154 | 1282.5235 | 1310.739 | 1339.5753 | 1369.046 | 1399.165 | 1429.9466 | 1461.4054 | 1493.5563 | 1526.4146 | 1559.9957 | 1594.3156 | 1629.3906 | 1665.2371 | 1701.8724 | 1739.3136 | 1777.5785 | 1816.6852 | 1856.6523 | 1897.4986 | 0 | 0 | 0 | 0 | 0 | 0 | 0 | 0 | 0 | 0 | 297.5699 | 304.1165 | 310.807 | 317.6448 | 324.633 | 331.7749 | 339.074 | 346.5336 | 354.1573 | 361.9488 | 369.9117 | 378.0497 | 386.3668 | 394.8669 | 403.5539 | 412.4321 | 421.5056 | 430.7788 | 440.2559 | 449.9415 | 459.8402 | 469.9567 | 480.2958 | 490.8623 | 501.6612 | 512.6978 | 523.9771 | 535.5046 | 547.2857 | 559.326 | 571.6312 | 584.2071 | 597.0596 | 610.195 | 623.6192 | 637.3389 | 651.3603 | 665.6903 | 680.3354 | 695.3028 | 710.5995 | 726.2327 | 742.2098 | 758.5384 | 775.2262 | 792.2812 | 809.7114 | 827.5251 | 845.7306 | 864.3367 | 883.3521 | 902.7858 | 922.6471 | 942.9454 | 963.6902 | 984.8913 | 0 | 0 | 0 | 0 | 0 | 0 | 0 | 0 | 0 | 0 | 25.7354 | 26.3016 | 26.8802 | 27.4716 | 28.076 | 28.6936 | 29.3249 | 29.97 | 30.6294 | 31.3032 | 31.9919 | 32.6957 | 33.415 | 34.1502 | 34.9015 | 35.6693 | 36.454 | 37.256 | 38.0756 | 38.9133 | 39.7694 | 40.6443 | 41.5385 | 42.4523 | 43.3863 | 44.3408 | 45.3163 | 46.3133 | 47.3321 | 48.3735 | 49.4377 | 50.5253 | 51.6369 | 52.7729 | 53.9339 | 55.1204 | 56.3331 | 57.5724 | 58.839 | 60.1334 | 61.4564 | 62.8084 | 64.1902 | 65.6024 | 67.0456 | 68.5206 | 70.0281 | 71.5687 | 73.1432 | 74.7524 | 76.3969 | 78.0777 | 79.7954 | 81.5509 | 83.345 | 85.1786 | 0 | 0 | 0 | 0 | 0 | 0 | 0 | 0 | 0 | 0 | 765.4942 | 782.3351 | 799.5465 | 817.1365 | 835.1135 | 853.486 | 872.2627 | 891.4525 | 911.0644 | 931.1079 | 951.5922 | 972.5273 | 993.9229 | 1015.7892 | 1038.1365 | 1060.9755 | 1084.317 | 1108.172 | 1132.5517 | 1157.4679 | 1182.9322 | 1208.9567 | 1235.5537 | 1262.7359 | 1290.5161 | 1318.9075 | 1347.9234 | 1377.5777 | 1407.8844 | 1438.8579 | 1470.5128 | 1502.8641 | 1535.9271 | 1569.7175 | 1604.2512 | 1639.5448 | 1675.6148 | 1712.4783 | 1750.1528 | 1788.6562 | 1828.0066 | 1868.2227 | 1909.3236 | 1951.3288 | 1994.258 | 2038.1317 | 2082.9706 | 2128.7959 | 2175.6294 | 2223.4933 | 2272.4101 | 2322.4032 | 2373.496 | 2425.7129 | 2479.0786 | 2533.6183 | 0 | 0 | 0 | 0 | 0 | 0 | 0 | 0 | 0 | 0 | 1805.628 | 1845.3518 | 1885.9495 | 1927.4404 | 1969.8441 | 2013.1807 | 2057.4706 | 2102.735 | 2148.9952 | 2196.273 | 2244.5911 | 2293.9721 | 2344.4394 | 2396.0171 | 2448.7295 | 2502.6015 | 2557.6588 | 2613.9273 | 2671.4337 | 2730.2052 | 2790.2697 | 2851.6556 | 2914.3921 | 2978.5087 | 3044.0359 | 3111.0047 | 3179.4468 | 3249.3946 | 3320.8813 | 3393.9407 | 3468.6074 | 3544.9167 | 3622.9049 | 3702.6088 | 3784.0662 | 3867.3157 | 3952.3966 | 4039.3493 | 4128.215 | 4219.0358 | 4311.8545 | 4406.7153 | 4503.6631 | 4602.7437 | 4704.004 | 4807.4921 | 4913.2569 | 5021.3486 | 5131.8183 | 5244.7183 | 5360.1021 | 5478.0243 | 5598.5408 | 5721.7087 | 5847.5863 | 5976.2332 | 0 | 0 | 0 | 0 | 0 | 0 | 0 | 0 | 0 | 0 | 881.0205 | 895.5353 | 880.0254 | 891.9134 | 916.1981 | 935.6117 | 954.324 | 973.4104 | 992.8786 | 1012.7362 | 1032.9909 | 1053.6508 | 1074.7238 | 1096.2183 | 1118.1426 | 1140.5055 | 1163.3156 | 1186.5819 | 1210.3135 | 1234.5198 | 1259.2102 | 1284.3944 | 1310.0823 | 1336.2839 | 1363.0096 | 1390.2698 | 1418.0752 | 1446.4367 | 1475.3654 | 1504.8728 | 1534.9702 | 1568.7396 | 1603.2518 | 1638.5234 | 1674.5709 | 1711.4114 | 1749.0625 | 1787.5419 | 1826.8678 | 1867.0589 | 1908.1342 | 1950.1131 | 1993.0156 | 2036.862 | 2081.6729 | 2127.4697 | 2174.2741 | 2222.1081 | 2270.9945 | 2320.9563 | 2372.0174 | 2424.2018 | 2477.5342 | 2532.04 | 2587.7448 | 2644.6752 | 0 | 0 | 0 | 0 | 0 | 0 | 0 | 0 | 0 | 0 |  | 0 | 0 | 0 | 0 | 0 | 0 | 0 | 0 | 0 | 0 | 0 | 0 | 0 | 0 | 0 | 0 | 0 | 0 | 0 | 0 | 0 | 0 | 0 | 0 | 0 | 0 | 0 | 0 | 0 | 0 | 0 | 0 | 0 | 0 | 0 | 0 | 0 | 0 | 0 | 0 | 0 | 0 | 0 | 0 | 0 | 0 | 0 | 0 | 0 | 0 | 0 | 0 | 0 | 0 | 0 | 0 | 0 | 0 | 0 | 0 | 0 | 0 | 0 | 0 | 0 | 0 |  | 0 | 0 | 0 | 0 | 0 | 0 | 0 | 0 | 0 | 0 | 0 | 0 | 0 | 0 | 0 | 0 | 0 | 0 | 0 | 0 | 0 | 0 | 0 | 0 | 0 | 0 | 0 | 0 | 0 | 0 | 0 | 0 | 0 | 0 | 0 | 0 | 0 | 0 | 0 | 0 | 0 | 0 | 0 | 0 | 0 | 0 | 0 | 0 | 0 | 0 | 0 | 0 | 0 | 0 | 0 | 0 | 0 | 0 | 0 | 0 | 0 | 0 | 0 | 0 | 0 | 0 | 6243.8531 | 6381.2178 | 6521.6046 | 6665.0799 | 6811.7117 | 6961.5693 | 7114.7239 | 7271.2478 | 7431.2152 | 7594.702 | 7761.7854 | 7932.5447 | 8107.0607 | 8285.416 | 8467.6952 | 8653.9845 | 8844.3721 | 9038.9483 | 9237.8052 | 9441.0369 | 9648.7397 | 9861.012 | 10077.9542 | 10299.6692 | 10526.262 | 10757.8397 | 10994.5122 | 11236.3915 | 11483.5921 | 11736.2311 | 11994.4282 | 12258.3056 | 12527.9883 | 12803.6041 | 13085.2834 | 13373.1596 | 13667.3691 | 13968.0512 | 14275.3483 | 14589.406 | 14910.3729 | 15238.4011 | 15573.646 | 15916.2662 | 16266.424 | 16624.2854 | 16990.0196 | 17363.8001 | 17745.8037 | 18136.2114 | 18535.208 | 18942.9826 | 19359.7282 | 19785.6422 | 20220.9263 | 20665.7867 | 0 | 0 | 0 | 0 | 0 | 0 | 0 | 0 | 0 | 0 |  | 331.6257 | 342.4885 | 365.4959 | 369.8912 | 358.5428 | 368.4243 | 387.6026 | 395.4898 | 403.3835 | 424.1171 | 439.9158 | 439.438 | 458.7715 | 444.0028 | 480.0991 | 476.5053 | 507.9111 | 495.8783 | 497.6059 | 534.6002 | 544.6629 | 564.6431 | 592.75 | 573.7485 | 588.2781 | 624.9051 | 613.536 | 628.0227 | 651.271 | 690.3042 | 675.9164 | 677.3975 | 710.6955 | 754.4977 | 753.3717 | 801.6281 | 818.0375 | 836.0823 | 811.5672 | 884.1984 | 847.6434 | 931.7877 | 886.7474 | 966.1509 | 953.0531 | 966.2192 | 1007.8493 | 990.4139 | 1041.2922 | 1034.3469 | 1060.4926 | 1085.4583 | 1109.3716 | 1151.8036 | 1197.5536 | 1219.9783 | 0 | 0 | 0 | 0 | 0 | 0 | 0 | 0 | 0 |  | 333.054 | 327.2566 | 344.6286 | 364.9873 | 366.5707 | 353.1282 | 394.852 | 379.2619 | 413.7375 | 423.2326 | 420.4637 | 443.2985 | 443.1687 | 452.3537 | 463.657 | 478.6058 | 463.314 | 487.4971 | 507.5939 | 533.1281 | 526.5354 | 558.188 | 577.0405 | 591.4854 | 569.4258 | 604.3668 | 621.9407 | 632.7253 | 646.0906 | 637.6452 | 627.6979 | 651.5753 | 680.1771 | 721.4747 | 702.6448 | 744.2934 | 740.0802 | 725.6573 | 792.8184 | 779.5992 | 838.0805 | 824.5716 | 835.5645 | 843.4695 | 875.4137 | 890.1405 | 940.4606 | 922.2322 | 943.7918 | 987.4145 | 978.1637 | 1037.353 | 1052.2245 | 1113.3363 | 1153.1982 | 1116.1677 | 0 | 0 | 0 | 0 | 0 | 0 | 0 | 0 | 0 |  | 317.6647 | 345.5018 | 339.2227 | 336.7667 | 353.6663 | 361.7593 | 356.2327 | 371.566 | 397.5826 | 390.9976 | 397.1885 | 416.4657 | 424.2009 | 444.2771 | 463.9642 | 478.1581 | 455.9436 | 492.1841 | 492.6754 | 490.5961 | 517.7875 | 540.1791 | 538.2387 | 545.7796 | 559.503 | 577.9284 | 564.9193 | 600.4386 | 576.0705 | 607.5161 | 647.5476 | 657.8597 | 680.687 | 665.7279 | 710.8994 | 689.0765 | 723.1249 | 780.9572 | 754.1584 | 787.4397 | 794.5753 | 821.4557 | 858.405 | 866.3598 | 883.6092 | 915.4838 | 932.0047 | 951.2657 | 985.942 | 932.2471 | 1032.9816 | 989.373 | 1080.9548 | 1078.1239 | 1124.9747 | 1108.0763 | 0 | 0 | 0 | 0 | 0 | 0 | 0 | 0 | 0
UG-1PH | 8.43% | 8.77% | DM-G6 | Brattleboro | 201149 | 201149: L6 VT RT 30 - CIC | 476653 | 0 | 1PH | UG | 4.35 | Zone 3 | 194 | 2515767 |  |  |  |  | 3492063.3699 |  | 2890618.7478 | 601444.6222 | 7304.3437 | 6084.2246 | 38976.1015 | 27725.0703 | 605190.3494 | 0 | 0 | 17802.4599 | 7109.6993 | 7324.5353 | 7533.5708 | 134779.1778 |  |  |  | 272181.9435 | 265519.1958 | 257945.2151 | 250695.6296 | 243746.1564 | 237074.3805 | 230659.4434 | 224482.0434 | 218437.2656 | 212411.4783 | 206385.6909 | 200359.9036 | 194334.1163 | 188308.329 | 182282.5417 | 176256.7544 | 170230.9671 | 164205.1798 | 158179.3925 | 152153.6052 | 146822.3724 | 142879.9373 | 139632.0567 | 136384.1761 | 133136.2955 | 129888.4149 | 126640.5342 | 123392.6536 | 120144.773 | 116896.8924 | 113649.0118 | 110401.1312 | 107153.2506 | 103905.37 | 100657.4894 | 97409.6088 | 94161.7282 | 90913.8476 | 87665.967 | 84418.0864 | 81170.2058 | 77922.3252 | 74674.4445 | 71426.5639 | 68178.6833 | 64930.8027 | 61682.9221 | 58435.0415 | 55187.1609 | 51939.2803 | [16 empty] | 40629.6371 | 40629.6371 | 40629.6371 | 40629.6371 | 40629.6371 | 40629.6371 | 40629.6371 | 40629.6371 | 40629.6371 | 40629.6371 | 40629.6371 | 40629.6371 | 40629.6371 | 40629.6371 | 40629.6371 | 40629.6371 | 40629.6371 | 40629.6371 | 40629.6371 | 40629.6371 | 40629.6371 | 40629.6371 | 40629.6371 | 40629.6371 | 40629.6371 | 40629.6371 | 40629.6371 | 40629.6371 | 40629.6371 | 40629.6371 | 40629.6371 | 40629.6371 | 40629.6371 | 40629.6371 | 40629.6371 | 40629.6371 | 40629.6371 | 40629.6371 | 40629.6371 | 40629.6371 | 40629.6371 | 40629.6371 | 40629.6371 | 40629.6371 | 40629.6371 | 40629.6371 | 40629.6371 | 40629.6371 | 40629.6371 | 40629.6371 | [16 empty] | 327.0304 | 346.7792 | 338.9923 | 372.4931 | 383.2862 | 391.411 | 379.7295 | 383.0822 | 397.2909 | 426.6331 | 417.013 | 418.2926 | 467.5622 | 460.3921 | 450.7508 | 463.2885 | 482.7513 | 493.4036 | 515.7518 | 511.4502 | 532.8835 | 561.9088 | 569.7945 | 588.0239 | 605.9607 | 593.8618 | 637.7996 | 636.9377 | 629.9601 | 647.7362 | 685.5628 | 709.5751 | 699.6426 | 694.9892 | 771.0325 | 796.8043 | 813.1028 | 807.1736 | 856.6845 | 872.8004 | 833.7152 | 907.0909 | 878.5714 | 935.5797 | 921.503 | 951.2583 | 1002.7466 | 1000.3976 | 1076.7658 | 1060.9465 | 1086.906 | 1071.4252 | 1100.9963 | 1150.9171 | 1237.3565 | 1234.1943 | 0 | 0 | 0 | 0 | 0 | 0 | 0 | 0 | 0 |  | 288.4931 | 294.84 | 301.3264 | 307.9556 | 314.7306 | 321.6547 | 328.7311 | 335.9632 | 343.3544 | 350.9082 | 358.6282 | 366.518 | 374.5814 | 382.8222 | 391.2443 | 399.8516 | 408.6484 | 417.6386 | 426.8267 | 436.2169 | 445.8136 | 455.6215 | 465.6452 | 475.8894 | 486.359 | 497.0589 | 507.9942 | 519.17 | 530.5918 | 542.2648 | 554.1946 | 566.3869 | 578.8474 | 591.5821 | 604.5969 | 617.898 | 631.4918 | 645.3846 | 659.583 | 674.0939 | 688.9239 | 704.0803 | 719.57 | 735.4006 | 751.5794 | 768.1141 | 785.0126 | 802.2829 | 819.9331 | 837.9717 | 856.407 | 875.248 | 894.5035 | 914.1825 | 934.2945 | 954.849 | 0 | 0 | 0 | 0 | 0 | 0 | 0 | 0 | 0 | 0 | 146.9052 | 150.1371 | 153.4401 | 156.8158 | 160.2657 | 163.7916 | 167.395 | 171.0777 | 174.8414 | 178.6879 | 182.619 | 186.6366 | 190.7426 | 194.939 | 199.2276 | 203.6106 | 208.0901 | 212.6681 | 217.3468 | 222.1284 | 227.0152 | 232.0096 | 237.1138 | 242.3303 | 247.6615 | 253.1101 | 258.6785 | 264.3694 | 270.1856 | 276.1296 | 282.2045 | 288.413 | 294.7581 | 301.2428 | 307.8701 | 314.6432 | 321.5654 | 328.6398 | 335.8699 | 343.259 | 350.8107 | 358.5286 | 366.4162 | 374.4774 | 382.7159 | 391.1356 | 399.7406 | 408.5349 | 417.5227 | 426.7082 | 436.0957 | 445.6898 | 455.495 | 465.5159 | 475.7573 | 486.2239 | 0 | 0 | 0 | 0 | 0 | 0 | 0 | 0 | 0 | 0 | 586.7898 | 599.6991 | 612.8925 | 626.3761 | 640.1564 | 654.2399 | 668.6331 | 683.3431 | 698.3766 | 713.7409 | 729.4432 | 745.491 | 761.8918 | 778.6534 | 795.7837 | 813.291 | 831.1834 | 849.4694 | 868.1578 | 887.2572 | 906.7769 | 926.726 | 947.1139 | 967.9505 | 989.2454 | 1011.0088 | 1033.251 | 1055.9825 | 1079.2141 | 1102.9568 | 1127.2218 | 1152.0207 | 1177.3652 | 1203.2672 | 1229.7391 | 1256.7934 | 1284.4428 | 1312.7006 | 1341.58 | 1371.0947 | 1401.2588 | 1432.0865 | 1463.5924 | 1495.7914 | 1528.6988 | 1562.3302 | 1596.7015 | 1631.8289 | 1667.7292 | 1704.4192 | 1741.9164 | 1780.2386 | 1819.4038 | 1859.4307 | 1900.3382 | 1942.1456 | 0 | 0 | 0 | 0 | 0 | 0 | 0 | 0 | 0 | 0 | 304.5716 | 311.2722 | 318.1201 | 325.1188 | 332.2714 | 339.5814 | 347.0522 | 354.6873 | 362.4904 | 370.4652 | 378.6155 | 386.945 | 395.4578 | 404.1579 | 413.0493 | 422.1364 | 431.4234 | 440.9147 | 450.6149 | 460.5284 | 470.66 | 481.0145 | 491.5968 | 502.412 | 513.465 | 524.7613 | 536.306 | 548.1048 | 560.1631 | 572.4866 | 585.0813 | 597.9531 | 611.1081 | 624.5525 | 638.2926 | 652.3351 | 666.6865 | 681.3536 | 696.3433 | 711.6629 | 727.3195 | 743.3205 | 759.6735 | 776.3864 | 793.4669 | 810.9231 | 828.7634 | 846.9962 | 865.6302 | 884.674 | 904.1368 | 924.0279 | 944.3565 | 965.1323 | 986.3652 | 1008.0653 | 0 | 0 | 0 | 0 | 0 | 0 | 0 | 0 | 0 | 0 | 26.3409 | 26.9205 | 27.5127 | 28.118 | 28.7366 | 29.3688 | 30.0149 | 30.6752 | 31.3501 | 32.0398 | 32.7447 | 33.465 | 34.2013 | 34.9537 | 35.7227 | 36.5086 | 37.3118 | 38.1326 | 38.9715 | 39.8289 | 40.7051 | 41.6007 | 42.5159 | 43.4512 | 44.4072 | 45.3841 | 46.3826 | 47.403 | 48.4458 | 49.5117 | 50.6009 | 51.7141 | 52.8518 | 54.0146 | 55.2029 | 56.4174 | 57.6585 | 58.927 | 60.2234 | 61.5483 | 62.9024 | 64.2863 | 65.7006 | 67.146 | 68.6232 | 70.1329 | 71.6758 | 73.2527 | 74.8642 | 76.5113 | 78.1945 | 79.9148 | 81.6729 | 83.4697 | 85.306 | 87.1828 | 0 | 0 | 0 | 0 | 0 | 0 | 0 | 0 | 0 | 0 | 783.5059 | 800.743 | 818.3593 | 836.3632 | 854.7632 | 873.568 | 892.7865 | 912.4278 | 932.5012 | 953.0163 | 973.9826 | 995.4102 | 1017.3093 | 1039.6901 | 1062.5633 | 1085.9396 | 1109.8303 | 1134.2466 | 1159.2 | 1184.7024 | 1210.7659 | 1237.4027 | 1264.6256 | 1292.4473 | 1320.8812 | 1349.9406 | 1379.6393 | 1409.9913 | 1441.0111 | 1472.7134 | 1505.1131 | 1538.2256 | 1572.0665 | 1606.652 | 1641.9983 | 1678.1223 | 1715.041 | 1752.7719 | 1791.3329 | 1830.7422 | 1871.0185 | 1912.1809 | 1954.2489 | 1997.2424 | 2041.1817 | 2086.0877 | 2131.9816 | 2178.8852 | 2226.8207 | 2275.8108 | 2325.8786 | 2377.0479 | 2429.343 | 2482.7885 | 2537.4099 | 2593.2329 | 0 | 0 | 0 | 0 | 0 | 0 | 0 | 0 | 0 | 0 | 1848.1133 | 1888.7718 | 1930.3248 | 1972.7919 | 2016.1934 | 2060.5496 | 2105.8817 | 2152.2111 | 2199.5597 | 2247.9501 | 2297.405 | 2347.9479 | 2399.6027 | 2452.394 | 2506.3466 | 2561.4863 | 2617.839 | 2675.4314 | 2734.2909 | 2794.4453 | 2855.9231 | 2918.7534 | 2982.966 | 3048.5913 | 3115.6603 | 3184.2048 | 3254.2573 | 3325.851 | 3399.0197 | 3473.7981 | 3550.2217 | 3628.3265 | 3708.1497 | 3789.729 | 3873.1031 | 3958.3113 | 4045.3942 | 4134.3928 | 4225.3495 | 4318.3072 | 4413.3099 | 4510.4028 | 4609.6316 | 4711.0435 | 4814.6865 | 4920.6096 | 5028.863 | 5139.498 | 5252.5669 | 5368.1234 | 5486.2221 | 5606.919 | 5730.2712 | 5856.3372 | 5985.1766 | 6116.8505 | 0 | 0 | 0 | 0 | 0 | 0 | 0 | 0 | 0 | 0 | 901.7504 | 916.6068 | 900.7318 | 912.8996 | 937.7557 | 957.6261 | 976.7786 | 996.3142 | 1016.2405 | 1036.5653 | 1057.2966 | 1078.4425 | 1100.0114 | 1122.0116 | 1144.4519 | 1167.3409 | 1190.6877 | 1214.5015 | 1238.7915 | 1263.5673 | 1288.8387 | 1314.6154 | 1340.9078 | 1367.7259 | 1395.0804 | 1422.982 | 1451.4417 | 1480.4705 | 1510.0799 | 1540.2815 | 1571.0872 | 1605.6511 | 1640.9754 | 1677.0769 | 1713.9725 | 1751.6799 | 1790.2169 | 1829.6017 | 1869.8529 | 1910.9897 | 1953.0314 | 1995.9981 | 2039.9101 | 2084.7881 | 2130.6535 | 2177.5278 | 2225.4334 | 2274.393 | 2324.4296 | 2375.5671 | 2427.8296 | 2481.2418 | 2535.8291 | 2591.6174 | 2648.6329 | 2706.9029 | 0 | 0 | 0 | 0 | 0 | 0 | 0 | 0 | 0 | 0 |  | 0 | 0 | 0 | 0 | 0 | 0 | 0 | 0 | 0 | 0 | 0 | 0 | 0 | 0 | 0 | 0 | 0 | 0 | 0 | 0 | 0 | 0 | 0 | 0 | 0 | 0 | 0 | 0 | 0 | 0 | 0 | 0 | 0 | 0 | 0 | 0 | 0 | 0 | 0 | 0 | 0 | 0 | 0 | 0 | 0 | 0 | 0 | 0 | 0 | 0 | 0 | 0 | 0 | 0 | 0 | 0 | 0 | 0 | 0 | 0 | 0 | 0 | 0 | 0 | 0 | 0 |  | 0 | 0 | 0 | 0 | 0 | 0 | 0 | 0 | 0 | 0 | 0 | 0 | 0 | 0 | 0 | 0 | 0 | 0 | 0 | 0 | 0 | 0 | 0 | 0 | 0 | 0 | 0 | 0 | 0 | 0 | 0 | 0 | 0 | 0 | 0 | 0 | 0 | 0 | 0 | 0 | 0 | 0 | 0 | 0 | 0 | 0 | 0 | 0 | 0 | 0 | 0 | 0 | 0 | 0 | 0 | 0 | 0 | 0 | 0 | 0 | 0 | 0 | 0 | 0 | 0 | 0 | 6390.7673 | 6531.3641 | 6675.0541 | 6821.9053 | 6971.9873 | 7125.371 | 7282.1291 | 7442.336 | 7606.0674 | 7773.4008 | 7944.4157 | 8119.1928 | 8297.8151 | 8480.367 | 8666.9351 | 8857.6076 | 9052.475 | 9251.6294 | 9455.1653 | 9663.1789 | 9875.7689 | 10093.0358 | 10315.0826 | 10542.0144 | 10773.9387 | 11010.9654 | 11253.2066 | 11500.7771 | 11753.7942 | 12012.3777 | 12276.65 | 12546.7363 | 12822.7645 | 13104.8653 | 13393.1724 | 13687.8222 | 13988.9543 | 14296.7112 | 14611.2389 | 14932.6861 | 15261.2052 | 15596.9518 | 15940.0847 | 16290.7666 | 16649.1634 | 17015.445 | 17389.7848 | 17772.3601 | 18163.352 | 18562.9457 | 18971.3305 | 19388.6998 | 19815.2512 | 20251.1867 | 20696.7129 | 21152.0405 | 0 | 0 | 0 | 0 | 0 | 0 | 0 | 0 | 0 | 0 |  | 339.4287 | 350.5471 | 374.0958 | 378.5945 | 366.9791 | 377.0931 | 396.7226 | 404.7955 | 412.8749 | 434.0963 | 450.2668 | 449.7778 | 469.5661 | 454.4499 | 491.3956 | 487.7171 | 519.862 | 507.546 | 509.3143 | 547.1791 | 557.4785 | 577.9288 | 606.6971 | 587.2484 | 602.1199 | 639.6087 | 627.9721 | 642.7997 | 666.595 | 706.5466 | 691.8203 | 693.3363 | 727.4177 | 772.2506 | 771.0981 | 820.4899 | 837.2855 | 855.7548 | 830.6629 | 905.0031 | 867.5879 | 953.7121 | 907.6121 | 988.8839 | 975.4779 | 988.9538 | 1031.5634 | 1013.7177 | 1065.7932 | 1058.6845 | 1085.4454 | 1110.9984 | 1135.4744 | 1178.9048 | 1225.7314 | 1248.6836 | 0 | 0 | 0 | 0 | 0 | 0 | 0 | 0 | 0 |  | 340.8905 | 334.9568 | 352.7375 | 373.5752 | 375.1959 | 361.4371 | 404.1426 | 388.1857 | 423.4725 | 433.191 | 430.357 | 453.7291 | 453.5962 | 462.9973 | 474.5665 | 489.8671 | 474.2155 | 498.9676 | 519.5373 | 545.6723 | 538.9245 | 571.3219 | 590.618 | 605.4027 | 582.8241 | 618.5872 | 636.5746 | 647.6129 | 661.2927 | 652.6486 | 642.4673 | 666.9065 | 696.1813 | 738.4506 | 719.1776 | 761.8061 | 757.4939 | 742.7316 | 811.473 | 797.9427 | 857.8001 | 843.9733 | 855.2248 | 863.3158 | 896.0117 | 911.085 | 962.589 | 943.9318 | 965.9986 | 1010.6478 | 1001.1793 | 1061.7613 | 1076.9827 | 1139.5325 | 1180.3323 | 1142.4304 | 0 | 0 | 0 | 0 | 0 | 0 | 0 | 0 | 0 |  | 325.1392 | 353.6312 | 347.2044 | 344.6906 | 361.9879 | 370.2713 | 364.6146 | 380.3088 | 406.9374 | 400.1976 | 406.5341 | 426.2649 | 434.182 | 454.7306 | 474.881 | 489.4089 | 466.6717 | 503.7649 | 504.2678 | 502.1395 | 529.9707 | 552.8892 | 550.9032 | 558.6215 | 572.6677 | 591.5267 | 578.2115 | 614.5666 | 589.6251 | 621.8106 | 662.7841 | 673.3387 | 696.7032 | 681.3921 | 727.6264 | 705.2901 | 740.1396 | 799.3327 | 771.9033 | 805.9677 | 813.2712 | 840.7841 | 878.6028 | 886.7448 | 904.4 | 937.0246 | 953.9342 | 973.6485 | 1009.1406 | 954.1823 | 1057.2871 | 1012.6524 | 1106.389 | 1103.4915 | 1151.4447 | 1134.1487 | 0 | 0 | 0 | 0 | 0 | 0 | 0 | 0 | 0
OH-1PH | 26.1% | 26.07% | CH-G11 | Springfield | 201152 | 201152: L342 TOWNSHEND RD | 488351 | 0 | 1PH | OH | 5.2 | Zone 3 | 73 | 2617704 |  |  |  |  | 3633559.1697 |  | 3007744.4606 | 625814.7091 | 41340.713 | 13924.2691 | 0 | 44218.3922 | 1342910.0145 | 0 | 0 | 1674.3723 | 40295.6292 | 41580.2341 | 42688.1992 | 97737.1107 |  |  |  | 283210.5526 | 276277.8354 | 268396.9626 | 260853.6293 | 253622.5686 | 246680.4573 | 240005.5918 | 233577.8881 | 227288.1804 | 221018.2327 | 214748.285 | 208478.3373 | 202208.3896 | 195938.4419 | 189668.4942 | 183398.5465 | 177128.5988 | 170858.6511 | 164588.7033 | 158318.7556 | 152771.5053 | 148669.3256 | 145289.8433 | 141910.361 | 138530.8787 | 135151.3964 | 131771.9141 | 128392.4318 | 125012.9495 | 121633.4672 | 118253.9849 | 114874.5026 | 111495.0203 | 108115.538 | 104736.0557 | 101356.5734 | 97977.0911 | 94597.6088 | 91218.1265 | 87838.6442 | 84459.1619 | 81079.6796 | 77700.1973 | 74320.715 | 70941.2327 | 67561.7504 | 64182.2681 | 60802.7858 | 57423.3035 | 54043.8212 | [16 empty] | 42275.9196 | 42275.9196 | 42275.9196 | 42275.9196 | 42275.9196 | 42275.9196 | 42275.9196 | 42275.9196 | 42275.9196 | 42275.9196 | 42275.9196 | 42275.9196 | 42275.9196 | 42275.9196 | 42275.9196 | 42275.9196 | 42275.9196 | 42275.9196 | 42275.9196 | 42275.9196 | 42275.9196 | 42275.9196 | 42275.9196 | 42275.9196 | 42275.9196 | 42275.9196 | 42275.9196 | 42275.9196 | 42275.9196 | 42275.9196 | 42275.9196 | 42275.9196 | 42275.9196 | 42275.9196 | 42275.9196 | 42275.9196 | 42275.9196 | 42275.9196 | 42275.9196 | 42275.9196 | 42275.9196 | 42275.9196 | 42275.9196 | 42275.9196 | 42275.9196 | 42275.9196 | 42275.9196 | 42275.9196 | 42275.9196 | 42275.9196 | [16 empty] | 1954.6642 | 2072.7035 | 2026.1606 | 2226.3957 | 2290.9058 | 2339.468 | 2269.6477 | 2289.6869 | 2374.6121 | 2549.9911 | 2492.4914 | 2500.1395 | 2794.6248 | 2751.769 | 2694.1429 | 2769.0807 | 2885.4102 | 2949.079 | 3082.6544 | 3056.9437 | 3185.0506 | 3358.5352 | 3405.6683 | 3514.6254 | 3621.8338 | 3549.5189 | 3812.1354 | 3806.984 | 3765.2787 | 3871.5266 | 4097.6166 | 4241.1384 | 4181.7717 | 4153.9584 | 4608.4701 | 4762.5087 | 4859.9246 | 4824.4858 | 5120.4132 | 5216.7382 | 4983.1256 | 5421.6927 | 5251.2315 | 5591.9703 | 5507.8342 | 5685.682 | 5993.4281 | 0 | 0 | 0 | 0 | 0 | 0 | 0 | 0 | 0 | 0 | 0 | 0 | 0 | 0 | 0 | 0 | 0 | 0 |  | 695.1523 | 710.4457 | 726.0755 | 742.0491 | 758.3742 | 775.0584 | 792.1097 | 809.5361 | 827.3459 | 845.5475 | 864.1496 | 883.1609 | 902.5904 | 922.4474 | 942.7412 | 963.4815 | 984.6781 | 1006.3411 | 1028.4806 | 1051.1071 | 1074.2315 | 1097.8646 | 1122.0176 | 1146.702 | 1171.9294 | 1197.7119 | 1224.0615 | 1250.9909 | 1278.5127 | 1306.64 | 1335.3861 | 1364.7646 | 1394.7894 | 1425.4747 | 1456.8352 | 1488.8856 | 1521.641 | 1555.1171 | 1589.3297 | 1624.295 | 1660.0295 | 1696.5501 | 1733.8742 | 1772.0194 | 1811.0039 | 1850.846 | 1891.5646 | 0 | 0 | 0 | 0 | 0 | 0 | 0 | 0 | 0 | 0 | 0 | 0 | 0 | 0 | 0 | 0 | 0 | 0 | 0 | 0 | 0 | 0 | 0 | 0 | 0 | 0 | 0 | 0 | 0 | 0 | 0 | 0 | 0 | 0 | 0 | 0 | 0 | 0 | 0 | 0 | 0 | 0 | 0 | 0 | 0 | 0 | 0 | 0 | 0 | 0 | 0 | 0 | 0 | 0 | 0 | 0 | 0 | 0 | 0 | 0 | 0 | 0 | 0 | 0 | 0 | 0 | 0 | 0 | 0 | 0 | 0 | 0 | 0 | 0 | 0 | 0 | 0 | 0 | 0 | 0 | 0 | 0 | 0 | 0 | 0 | 0 | 0 | 0 | 0 | 0 | 0 | 0 | 0 | 0 | 0 | 0 | 0 | 0 | 0 | 0 | 0 | 0 | 0 | 0 | 0 | 0 | 0 | 0 | 0 | 0 | 0 | 0 | 0 | 0 | 0 | 0 | 0 | 0 | 0 | 0 | 0 | 0 | 0 | 0 | 0 | 0 | 0 | 0 | 0 | 0 | 0 | 0 | 0 | 0 | 0 | 0 | 0 | 0 | 0 | 0 | 0 | 0 | 0 | 0 | 0 | 0 | 0 | 0 | 0 | 0 | 0 | 0 | 0 | 0 | 0 | 0 | 0 | 0 | 0 | 0 | 0 | 0 | 0 | 0 | 0 | 0 | 0 | 0 | 0 | 0 | 0 | 0 | 0 | 0 | 0 | 0 | 0 | 0 | 0 | 0 | 0 | 0 | 0 | 0 | 0 | 0 | 0 | 0 | 0 | 0 | 0 | 0 | 0 | 0 | 0 | 0 | 0 | 0 | 0 | 0 | 0 | 0 | 0 | 0 | 0 | 0 | 0 | 0 | 0 | 0 | 0 | 0 | 0 | 0 | 0 | 0 | 0 | 0 | 0 | 0 | 0 | 0 | 0 | 0 | 0 | 0 | 0 | 0 | 0 | 0 | 0 | 0 | 0 | 0 | 0 | 0 | 0 | 0 | 0 | 0 | 0 | 0 | 0 | 0 | 0 | 0 | 0 | 0 | 0 | 0 | 0 | 0 | 0 | 0 | 0 | 0 | 0 | 0 | 0 | 0 | 0 | 0 | 0 | 0 | 0 | 0 | 0 | 0 | 0 | 0 | 0 | 0 | 0 | 0 | 0 | 0 | 0 | 0 | 0 | 0 | 0 | 0 | 0 | 0 | 0 | 0 | 0 | 0 | 0 | 0 | 0 | 0 | 0 | 0 | 0 | 0 | 0 | 0 | 0 | 0 | 0 | 0 | 0 | 0 | 0 | 0 | 0 | 0 | 0 | 0 | 0 | 0 | 0 | 0 | 0 | 0 | 0 | 0 | 0 | 0 | 0 | 0 | 0 | 0 | 0 | 0 | 0 | 0 | 0 | 0 | 0 | 0 | 0 | 0 | 0 | 0 | 0 | 0 | 0 | 0 | 0 | 0 | 0 | 0 | 0 | 0 | 0 | 0 | 0 | 0 | 0 | 0 | 0 | 0 | 0 | 0 | 0 | 0 | 0 | 0 | 0 | 0 | 0 | 0 | 0 | 0 | 0 | 0 | 0 | 0 | 0 | 0 | 0 | 0 | 0 | 0 | 0 | 0 | 0 | 0 | 0 | 0 | 0 | 0 | 0 | 0 | 0 | 0 | 0 | 0 | 0 | 0 | 0 | 0 | 0 | 0 | 0 | 0 | 0 | 0 | 0 | 0 | 0 | 0 | 0 | 0 | 0 | 0 | 0 | 0 | 0 | 0 | 0 | 0 | 0 | 89.15 | 90.6187 | 89.0493 | 90.2522 | 92.7096 | 94.6741 | 96.5675 | 98.4989 | 100.4689 | 102.4782 | 104.5278 | 106.6184 | 108.7507 | 110.9257 | 113.1443 | 115.4071 | 117.7153 | 120.0696 | 122.471 | 124.9204 | 127.4188 | 129.9672 | 132.5665 | 135.2179 | 137.9222 | 140.6807 | 143.4943 | 146.3642 | 149.2914 | 152.2773 | 155.3228 | 158.7399 | 162.2322 | 165.8013 | 169.4489 | 173.1768 | 176.9867 | 180.8804 | 184.8598 | 188.9267 | 193.0831 | 197.3309 | 201.6722 | 206.109 | 210.6434 | 215.2775 | 220.0136 | 0 | 0 | 0 | 0 | 0 | 0 | 0 | 0 | 0 | 0 | 0 | 0 | 0 | 0 | 0 | 0 | 0 | 0 | 0 |  | 0 | 0 | 0 | 0 | 0 | 0 | 0 | 0 | 0 | 0 | 0 | 0 | 0 | 0 | 0 | 0 | 0 | 0 | 0 | 0 | 0 | 0 | 0 | 0 | 0 | 0 | 0 | 0 | 0 | 0 | 0 | 0 | 0 | 0 | 0 | 0 | 0 | 0 | 0 | 0 | 0 | 0 | 0 | 0 | 0 | 0 | 0 | 0 | 0 | 0 | 0 | 0 | 0 | 0 | 0 | 0 | 0 | 0 | 0 | 0 | 0 | 0 | 0 | 0 | 0 | 0 |  | 0 | 0 | 0 | 0 | 0 | 0 | 0 | 0 | 0 | 0 | 0 | 0 | 0 | 0 | 0 | 0 | 0 | 0 | 0 | 0 | 0 | 0 | 0 | 0 | 0 | 0 | 0 | 0 | 0 | 0 | 0 | 0 | 0 | 0 | 0 | 0 | 0 | 0 | 0 | 0 | 0 | 0 | 0 | 0 | 0 | 0 | 0 | 0 | 0 | 0 | 0 | 0 | 0 | 0 | 0 | 0 | 0 | 0 | 0 | 0 | 0 | 0 | 0 | 0 | 0 | 0 | 4879.4071 | 4986.7541 | 5096.4627 | 5208.5848 | 5323.1737 | 5440.2835 | 5559.9698 | 5682.2891 | 5807.2994 | 5935.06 | 6065.6314 | 6199.0752 | 6335.4549 | 6474.8349 | 6617.2813 | 6762.8615 | 6911.6444 | 7063.7006 | 7219.102 | 7377.9223 | 7540.2365 | 7706.1217 | 7875.6564 | 8048.9209 | 8225.9971 | 8406.9691 | 8591.9224 | 8780.9447 | 8974.1255 | 9171.5562 | 9373.3305 | 9579.5437 | 9790.2937 | 10005.6801 | 10225.8051 | 10450.7728 | 10680.6898 | 10915.665 | 11155.8096 | 11401.2374 | 11652.0647 | 11908.4101 | 12170.3951 | 12438.1438 | 12711.783 | 12991.4422 | 13277.2539 | 0 | 0 | 0 | 0 | 0 | 0 | 0 | 0 | 0 | 0 | 0 | 0 | 0 | 0 | 0 | 0 | 0 | 0 | 0 |  | 2028.7691 | 2095.2238 | 2235.975 | 2262.8637 | 2193.4385 | 2253.8897 | 2371.2158 | 2419.4673 | 2467.7581 | 2594.5985 | 2691.2496 | 2688.3268 | 2806.6019 | 2716.2523 | 2937.077 | 2915.091 | 3107.2211 | 3033.6084 | 3044.1774 | 3270.4955 | 3332.0556 | 3454.287 | 3626.2354 | 3509.9906 | 3598.8778 | 3822.9487 | 3753.3964 | 3842.0215 | 3984.2461 | 4223.0374 | 4135.0178 | 4144.079 | 4347.7843 | 4615.7508 | 4608.8622 | 4904.0778 | 5004.4648 | 5114.8563 | 4964.8819 | 5409.2137 | 5185.5831 | 5700.3482 | 5424.8078 | 5910.5702 | 5830.4424 | 5910.988 | 6165.6662 | 0 | 0 | 0 | 0 | 0 | 0 | 0 | 0 | 0 | 0 | 0 | 0 | 0 | 0 | 0 | 0 | 0 | 0 |  | 2037.5067 | 2002.0407 | 2108.3159 | 2232.8635 | 2242.5501 | 2160.3134 | 2415.5652 | 2320.1907 | 2531.1 | 2589.1877 | 2572.2485 | 2711.9441 | 2711.1496 | 2767.3402 | 2836.4897 | 2927.9414 | 2834.3914 | 2982.335 | 3105.2805 | 3261.4898 | 3221.158 | 3414.7973 | 3530.1303 | 3618.4987 | 3483.5462 | 3697.3026 | 3804.8135 | 3870.7899 | 3952.5542 | 3900.8881 | 3840.0345 | 3986.108 | 4161.0837 | 4413.7278 | 4298.5328 | 4553.324 | 4527.5495 | 4439.3154 | 4850.1832 | 4769.3127 | 5127.0808 | 5044.438 | 5111.6886 | 5160.0484 | 5355.472 | 5445.5655 | 5753.4058 | 0 | 0 | 0 | 0 | 0 | 0 | 0 | 0 | 0 | 0 | 0 | 0 | 0 | 0 | 0 | 0 | 0 | 0 |  | 1943.3607 | 2113.6578 | 2075.2445 | 2060.2196 | 2163.6059 | 2213.116 | 2179.3057 | 2273.1099 | 2432.2698 | 2391.9856 | 2429.8592 | 2547.7903 | 2595.1111 | 2717.9303 | 2838.3694 | 2925.2026 | 2789.3023 | 3011.0087 | 3014.0143 | 3001.2937 | 3167.6411 | 3304.6249 | 3292.7547 | 3338.887 | 3422.8416 | 3535.5621 | 3455.977 | 3673.2716 | 3524.1961 | 3716.5693 | 3961.468 | 4024.5532 | 4164.2031 | 4072.6886 | 4349.0314 | 4215.5271 | 4423.8231 | 4777.6205 | 4613.6751 | 4817.2784 | 4860.9311 | 5025.3763 | 5251.4189 | 5300.0836 | 5405.609 | 5600.607 | 5701.6758 | 0 | 0 | 0 | 0 | 0 | 0 | 0 | 0 | 0 | 0 | 0 | 0 | 0 | 0 | 0 | 0 | 0 | 0
UG-1PH | 4.833% | 3.024% | BV-G43 | Springfield | 201153 | 201153: L438 BROWNSVILLE - CIC | 0 | 0 | 1PH | UG | 1.5 | Zone 3 | 165 | 1442345 |  |  |  |  | 2002077.355 |  | 1657255.8181 | 344821.5369 | 2518.7392 | 4050.9412 | 13440.035 | 18823.2911 | 506214.2269 | 0 | 0 | 6138.7793 | 2451.6204 | 2525.7018 | 2597.783 | 46475.5786 |  |  |  | 156047.9429 | 152228.042 | 147885.7109 | 143729.3628 | 139745.0757 | 135919.9987 | 132242.173 | 128700.5326 | 125234.9275 | 121780.21 | 118325.4925 | 114870.7751 | 111416.0576 | 107961.3402 | 104506.6227 | 101051.9052 | 97597.1878 | 94142.4703 | 90687.7528 | 87233.0354 | 84176.5214 | 81916.2359 | 80054.154 | 78192.072 | 76329.99 | 74467.9081 | 72605.8261 | 70743.7442 | 68881.6622 | 67019.5802 | 65157.4983 | 63295.4163 | 61433.3343 | 59571.2524 | 57709.1704 | 55847.0885 | 53985.0065 | 52122.9245 | 50260.8426 | 48398.7606 | 46536.6786 | 44674.5967 | 42812.5147 | 40950.4328 | 39088.3508 | 37226.2688 | 35364.1869 | 33502.1049 | 31640.0229 | 29777.941 | [16 empty] | 23293.8718 | 23293.8718 | 23293.8718 | 23293.8718 | 23293.8718 | 23293.8718 | 23293.8718 | 23293.8718 | 23293.8718 | 23293.8718 | 23293.8718 | 23293.8718 | 23293.8718 | 23293.8718 | 23293.8718 | 23293.8718 | 23293.8718 | 23293.8718 | 23293.8718 | 23293.8718 | 23293.8718 | 23293.8718 | 23293.8718 | 23293.8718 | 23293.8718 | 23293.8718 | 23293.8718 | 23293.8718 | 23293.8718 | 23293.8718 | 23293.8718 | 23293.8718 | 23293.8718 | 23293.8718 | 23293.8718 | 23293.8718 | 23293.8718 | 23293.8718 | 23293.8718 | 23293.8718 | 23293.8718 | 23293.8718 | 23293.8718 | 23293.8718 | 23293.8718 | 23293.8718 | 23293.8718 | 23293.8718 | 23293.8718 | 23293.8718 | [16 empty] | 112.7691 | 119.579 | 116.8939 | 128.4459 | 132.1676 | 134.9693 | 130.9412 | 132.0973 | 136.9969 | 147.1149 | 143.7976 | 144.2388 | 161.2284 | 158.7559 | 155.4313 | 159.7547 | 166.466 | 170.1392 | 177.8454 | 176.3621 | 183.7529 | 193.7616 | 196.4809 | 202.7668 | 208.952 | 204.7799 | 219.9309 | 219.6337 | 217.2276 | 223.3573 | 236.401 | 244.6811 | 241.2561 | 239.6514 | 265.8733 | 274.7601 | 280.3803 | 278.3357 | 295.4085 | 300.9657 | 287.488 | 312.79 | 302.9557 | 322.6137 | 317.7597 | 328.0201 | 345.7747 | 344.9647 | 371.2985 | 365.8436 | 374.7952 | 369.457 | 379.6539 | 396.868 | 426.6747 | 425.5842 | 0 | 0 | 0 | 0 | 0 | 0 | 0 | 0 | 0 |  | 192.0818 | 196.3076 | 200.6263 | 205.0401 | 209.551 | 214.1611 | 218.8727 | 223.6879 | 228.609 | 233.6384 | 238.7784 | 244.0316 | 249.4003 | 254.8871 | 260.4946 | 266.2255 | 272.0824 | 278.0682 | 284.1857 | 290.4378 | 296.8274 | 303.3576 | 310.0315 | 316.8522 | 323.823 | 330.9471 | 338.2279 | 345.6689 | 353.2736 | 361.0456 | 368.9887 | 377.1064 | 385.4027 | 393.8816 | 402.547 | 411.403 | 420.4539 | 429.7039 | 439.1574 | 448.8188 | 458.6928 | 468.7841 | 479.0973 | 489.6375 | 500.4095 | 511.4185 | 522.6697 | 534.1685 | 545.9202 | 557.9304 | 570.2049 | 582.7494 | 595.5699 | 608.6724 | 622.0632 | 635.7486 | 0 | 0 | 0 | 0 | 0 | 0 | 0 | 0 | 0 | 0 | 50.657 | 51.7714 | 52.9104 | 54.0744 | 55.264 | 56.4798 | 57.7224 | 58.9923 | 60.2901 | 61.6165 | 62.9721 | 64.3575 | 65.7733 | 67.2203 | 68.6992 | 70.2106 | 71.7552 | 73.3338 | 74.9472 | 76.596 | 78.2811 | 80.0033 | 81.7634 | 83.5622 | 85.4005 | 87.2793 | 89.1995 | 91.1619 | 93.1674 | 95.2171 | 97.3119 | 99.4528 | 101.6407 | 103.8768 | 106.1621 | 108.4977 | 110.8846 | 113.3241 | 115.8172 | 118.3652 | 120.9692 | 123.6305 | 126.3504 | 129.1301 | 131.971 | 134.8743 | 137.8416 | 140.8741 | 143.9733 | 147.1407 | 150.3778 | 153.6862 | 157.0672 | 160.5227 | 164.0542 | 167.6634 | 0 | 0 | 0 | 0 | 0 | 0 | 0 | 0 | 0 | 0 | 202.3413 | 206.7928 | 211.3422 | 215.9918 | 220.7436 | 225.6 | 230.5632 | 235.6355 | 240.8195 | 246.1176 | 251.5321 | 257.0658 | 262.7213 | 268.5012 | 274.4082 | 280.4452 | 286.615 | 292.9205 | 299.3647 | 305.9508 | 312.6817 | 319.5607 | 326.591 | 333.776 | 341.1191 | 348.6237 | 356.2934 | 364.1319 | 372.1428 | 380.3299 | 388.6972 | 397.2485 | 405.988 | 414.9197 | 424.048 | 433.377 | 442.9113 | 452.6554 | 462.6138 | 472.7913 | 483.1927 | 493.8229 | 504.687 | 515.7902 | 527.1375 | 538.7346 | 550.5867 | 562.6996 | 575.079 | 587.7308 | 600.6608 | 613.8754 | 627.3806 | 641.183 | 655.289 | 669.7054 | 0 | 0 | 0 | 0 | 0 | 0 | 0 | 0 | 0 | 0 | 105.0247 | 107.3352 | 109.6966 | 112.1099 | 114.5763 | 117.097 | 119.6732 | 122.306 | 124.9967 | 127.7466 | 130.5571 | 133.4293 | 136.3648 | 139.3648 | 142.4308 | 145.5643 | 148.7667 | 152.0396 | 155.3844 | 158.8029 | 162.2966 | 165.8671 | 169.5162 | 173.2455 | 177.0569 | 180.9522 | 184.9331 | 189.0016 | 193.1597 | 197.4092 | 201.7522 | 206.1907 | 210.7269 | 215.3629 | 220.1009 | 224.9431 | 229.8919 | 234.9495 | 240.1184 | 245.401 | 250.7998 | 256.3174 | 261.9564 | 267.7194 | 273.6093 | 279.6287 | 285.7805 | 292.0677 | 298.4932 | 305.06 | 311.7713 | 318.6303 | 325.6402 | 332.8042 | 340.1259 | 347.6087 | 0 | 0 | 0 | 0 | 0 | 0 | 0 | 0 | 0 | 0 | 9.0831 | 9.2829 | 9.4871 | 9.6959 | 9.9092 | 10.1272 | 10.35 | 10.5777 | 10.8104 | 11.0482 | 11.2913 | 11.5397 | 11.7935 | 12.053 | 12.3182 | 12.5892 | 12.8661 | 13.1492 | 13.4385 | 13.7341 | 14.0363 | 14.3451 | 14.6606 | 14.9832 | 15.3128 | 15.6497 | 15.994 | 16.3459 | 16.7055 | 17.073 | 17.4486 | 17.8325 | 18.2248 | 18.6257 | 19.0355 | 19.4543 | 19.8823 | 20.3197 | 20.7667 | 21.2236 | 21.6905 | 22.1677 | 22.6554 | 23.1538 | 23.6632 | 24.1838 | 24.7158 | 25.2595 | 25.8153 | 26.3832 | 26.9636 | 27.5568 | 28.1631 | 28.7827 | 29.4159 | 30.063 | 0 | 0 | 0 | 0 | 0 | 0 | 0 | 0 | 0 | 0 | 270.1744 | 276.1183 | 282.1929 | 288.4011 | 294.7459 | 301.2304 | 307.8574 | 314.6303 | 321.5522 | 328.6263 | 335.8561 | 343.2449 | 350.7963 | 358.5138 | 366.4011 | 374.4619 | 382.7001 | 391.1195 | 399.7241 | 408.5181 | 417.5055 | 426.6906 | 436.0778 | 445.6715 | 455.4763 | 465.4967 | 475.7377 | 486.2039 | 496.9004 | 507.8322 | 519.0045 | 530.4226 | 542.0919 | 554.0179 | 566.2063 | 578.6629 | 591.3934 | 604.4041 | 617.701 | 631.2904 | 645.1788 | 659.3727 | 673.8789 | 688.7043 | 703.8558 | 719.3406 | 735.1661 | 751.3397 | 767.8692 | 784.7623 | 802.0271 | 819.6717 | 837.7045 | 856.134 | 874.9689 | 894.2182 | 0 | 0 | 0 | 0 | 0 | 0 | 0 | 0 | 0 | 0 | 637.2805 | 651.3006 | 665.6292 | 680.2731 | 695.2391 | 710.5343 | 726.1661 | 742.1418 | 758.4689 | 775.1552 | 792.2086 | 809.6372 | 827.4492 | 845.6531 | 864.2575 | 883.2711 | 902.7031 | 922.5626 | 942.8589 | 963.6018 | 984.8011 | 1006.4667 | 1028.609 | 1051.2384 | 1074.3656 | 1098.0017 | 1122.1577 | 1146.8452 | 1172.0758 | 1197.8614 | 1224.2144 | 1251.1471 | 1278.6723 | 1306.8031 | 1335.5528 | 1364.9349 | 1394.9635 | 1425.6527 | 1457.0171 | 1489.0714 | 1521.831 | 1555.3113 | 1589.5281 | 1624.4978 | 1660.2367 | 1696.7619 | 1734.0907 | 1772.2407 | 1811.23 | 1851.077 | 1891.8007 | 1933.4203 | 1975.9556 | 2019.4266 | 2063.854 | 2109.2588 | 0 | 0 | 0 | 0 | 0 | 0 | 0 | 0 | 0 | 0 | 310.9484 | 316.0713 | 310.5972 | 314.793 | 323.364 | 330.2159 | 336.8202 | 343.5566 | 350.4278 | 357.4363 | 364.585 | 371.8767 | 379.3143 | 386.9006 | 394.6386 | 402.5313 | 410.582 | 418.7936 | 427.1695 | 435.7129 | 444.4271 | 453.3157 | 462.382 | 471.6296 | 481.0622 | 490.6835 | 500.4971 | 510.5071 | 520.7172 | 531.1316 | 541.7542 | 553.6728 | 565.8536 | 578.3024 | 591.025 | 604.0276 | 617.3162 | 630.8971 | 644.7769 | 658.962 | 673.4591 | 688.2752 | 703.4173 | 718.8925 | 734.7081 | 750.8717 | 767.3908 | 784.2734 | 801.5275 | 819.1611 | 837.1826 | 855.6006 | 874.4238 | 893.6612 | 913.3217 | 933.4148 | 0 | 0 | 0 | 0 | 0 | 0 | 0 | 0 | 0 | 0 |  | 0 | 0 | 0 | 0 | 0 | 0 | 0 | 0 | 0 | 0 | 0 | 0 | 0 | 0 | 0 | 0 | 0 | 0 | 0 | 0 | 0 | 0 | 0 | 0 | 0 | 0 | 0 | 0 | 0 | 0 | 0 | 0 | 0 | 0 | 0 | 0 | 0 | 0 | 0 | 0 | 0 | 0 | 0 | 0 | 0 | 0 | 0 | 0 | 0 | 0 | 0 | 0 | 0 | 0 | 0 | 0 | 0 | 0 | 0 | 0 | 0 | 0 | 0 | 0 | 0 | 0 |  | 0 | 0 | 0 | 0 | 0 | 0 | 0 | 0 | 0 | 0 | 0 | 0 | 0 | 0 | 0 | 0 | 0 | 0 | 0 | 0 | 0 | 0 | 0 | 0 | 0 | 0 | 0 | 0 | 0 | 0 | 0 | 0 | 0 | 0 | 0 | 0 | 0 | 0 | 0 | 0 | 0 | 0 | 0 | 0 | 0 | 0 | 0 | 0 | 0 | 0 | 0 | 0 | 0 | 0 | 0 | 0 | 0 | 0 | 0 | 0 | 0 | 0 | 0 | 0 | 0 | 0 | 2203.7128 | 2252.1945 | 2301.7428 | 2352.3811 | 2404.1335 | 2457.0245 | 2511.079 | 2566.3227 | 2622.7819 | 2680.4831 | 2739.4537 | 2799.7217 | 2861.3155 | 2924.2645 | 2988.5983 | 3054.3475 | 3121.5431 | 3190.2171 | 3260.4018 | 3332.1307 | 3405.4375 | 3480.3572 | 3556.925 | 3635.1774 | 3715.1513 | 3796.8846 | 3880.4161 | 3965.7852 | 4053.0325 | 4142.1992 | 4233.3276 | 4326.4608 | 4421.6429 | 4518.9191 | 4618.3353 | 4719.9387 | 4823.7773 | 4929.9004 | 5038.3582 | 5149.2021 | 5262.4846 | 5378.2592 | 5496.5809 | 5617.5057 | 5741.0908 | 5867.3948 | 5996.4775 | 6128.4 | 6263.2248 | 6401.0158 | 6541.8381 | 6685.7586 | 6832.8452 | 6983.1678 | 7136.7975 | 7293.8071 | 0 | 0 | 0 | 0 | 0 | 0 | 0 | 0 | 0 | 0 |  | 117.0444 | 120.8783 | 128.9986 | 130.5498 | 126.5445 | 130.0321 | 136.8009 | 139.5847 | 142.3707 | 149.6884 | 155.2644 | 155.0958 | 161.9193 | 156.7069 | 169.4467 | 168.1783 | 179.2628 | 175.0159 | 175.6256 | 188.6824 | 192.234 | 199.2858 | 209.2059 | 202.4995 | 207.6276 | 220.5547 | 216.5421 | 221.6551 | 229.8603 | 243.6368 | 238.5587 | 239.0815 | 250.8337 | 266.2933 | 265.8959 | 282.9276 | 288.7191 | 295.0879 | 286.4355 | 312.07 | 299.1683 | 328.8662 | 312.9697 | 340.9944 | 336.3717 | 341.0185 | 355.7115 | 349.5578 | 367.5149 | 365.0636 | 374.2915 | 383.1029 | 391.5429 | 406.5189 | 422.666 | 430.5806 | 0 | 0 | 0 | 0 | 0 | 0 | 0 | 0 | 0 |  | 117.5485 | 115.5023 | 121.6336 | 128.819 | 129.3779 | 124.6335 | 139.3595 | 133.8572 | 146.025 | 149.3762 | 148.399 | 156.4583 | 156.4125 | 159.6542 | 163.6436 | 168.9197 | 163.5226 | 172.0578 | 179.1508 | 188.1629 | 185.836 | 197.0075 | 203.6614 | 208.7595 | 200.9738 | 213.3059 | 219.5085 | 223.3148 | 228.032 | 225.0512 | 221.5405 | 229.9678 | 240.0625 | 254.6381 | 247.9923 | 262.6918 | 261.2048 | 256.1143 | 279.8183 | 275.1527 | 295.7931 | 291.0253 | 294.9051 | 297.6951 | 308.9695 | 314.1672 | 331.9273 | 325.4937 | 333.103 | 348.4992 | 345.2342 | 366.1246 | 371.3733 | 392.9422 | 407.0111 | 393.9415 | 0 | 0 | 0 | 0 | 0 | 0 | 0 | 0 | 0 |  | 112.117 | 121.9418 | 119.7256 | 118.8588 | 124.8234 | 127.6798 | 125.7292 | 131.141 | 140.3233 | 137.9992 | 140.1842 | 146.9879 | 149.7179 | 156.8037 | 163.7521 | 168.7617 | 160.9213 | 173.712 | 173.8854 | 173.1516 | 182.7485 | 190.6514 | 189.9666 | 192.6281 | 197.4716 | 203.9747 | 199.3833 | 211.9195 | 203.319 | 214.4175 | 228.5462 | 232.1858 | 240.2425 | 234.9628 | 250.9057 | 243.2035 | 255.2206 | 275.6319 | 266.1736 | 277.9199 | 280.4383 | 289.9256 | 302.9665 | 305.7741 | 311.8621 | 323.1119 | 328.9428 | 335.7408 | 347.9795 | 329.0284 | 364.5817 | 349.1905 | 381.5135 | 380.5143 | 397.0499 | 391.0857 | 0 | 0 | 0 | 0 | 0 | 0 | 0 | 0 | 0
OH-3PH | 11.46% | 10.72% | CV-G65 | Springfield | 202178 | 202178: CV-G65 L2P206 | 521921 | 654678 | 3PH | OH | 5.5 | Zone 1 | 173 | 4138361 | Main line feed backs up BV-G44 | 339 Customers on CV-G65 and 792 on BV-G44 |  |  | 5744339.1457 |  | 4754980.8435 | 989358.3023 | 43725.7542 | 3161.9535 | 0 | 44144.7888 | 943358.1102 | 0 | 0 | 92646.9362 | 42620.3771 | 43979.0938 | 45150.9799 | 103375.7901 |  |  |  | 447731.1054 | 436771.0861 | 424312.1157 | 412386.7657 | 400955.0915 | 389980.2209 | 379427.8425 | 369266.2053 | 359322.7277 | 349410.4889 | 339498.2502 | 329586.0114 | 319673.7727 | 309761.5339 | 299849.2951 | 289937.0564 | 280024.8176 | 270112.5788 | 260200.3401 | 250288.1013 | 241518.3838 | 235033.1967 | 229690.5308 | 224347.865 | 219005.1991 | 213662.5333 | 208319.8674 | 202977.2016 | 197634.5357 | 192291.8699 | 186949.204 | 181606.5382 | 176263.8723 | 170921.2065 | 165578.5407 | 160235.8748 | 154893.209 | 149550.5431 | 144207.8773 | 138865.2114 | 133522.5456 | 128179.8797 | 122837.2139 | 117494.548 | 112151.8822 | 106809.2163 | 101466.5505 | 96123.8846 | 90781.2188 | 85438.5529 | [16 empty] | 66834.5302 | 66834.5302 | 66834.5302 | 66834.5302 | 66834.5302 | 66834.5302 | 66834.5302 | 66834.5302 | 66834.5302 | 66834.5302 | 66834.5302 | 66834.5302 | 66834.5302 | 66834.5302 | 66834.5302 | 66834.5302 | 66834.5302 | 66834.5302 | 66834.5302 | 66834.5302 | 66834.5302 | 66834.5302 | 66834.5302 | 66834.5302 | 66834.5302 | 66834.5302 | 66834.5302 | 66834.5302 | 66834.5302 | 66834.5302 | 66834.5302 | 66834.5302 | 66834.5302 | 66834.5302 | 66834.5302 | 66834.5302 | 66834.5302 | 66834.5302 | 66834.5302 | 66834.5302 | 66834.5302 | 66834.5302 | 66834.5302 | 66834.5302 | 66834.5302 | 66834.5302 | 66834.5302 | 66834.5302 | 66834.5302 | 66834.5302 | [16 empty] | 2067.4333 | 2192.2825 | 2143.0545 | 2354.8416 | 2423.0734 | 2474.4373 | 2400.589 | 2421.7842 | 2511.609 | 2697.106 | 2636.289 | 2644.3783 | 2955.8532 | 2910.5249 | 2849.5742 | 2928.8354 | 3051.8761 | 3119.2181 | 3260.4998 | 3233.3058 | 3368.8035 | 3552.2968 | 3602.1491 | 3717.3922 | 3830.7858 | 3754.2989 | 4032.0663 | 4026.6177 | 3982.5064 | 4094.8839 | 4334.0176 | 4485.8194 | 4423.0277 | 4393.6098 | 4874.3434 | 5037.2688 | 5140.3049 | 5102.8215 | 5415.8217 | 5517.7038 | 5270.6136 | 5734.4826 | 5554.1872 | 5914.584 | 5825.5938 | 6013.7022 | 6339.2028 | 0 | 0 | 0 | 0 | 0 | 0 | 0 | 0 | 0 | 0 | 0 | 0 | 0 | 0 | 0 | 0 | 0 | 0 |  | 157.8567 | 161.3296 | 164.8788 | 168.5061 | 172.2133 | 176.002 | 179.874 | 183.8312 | 187.8755 | 192.0088 | 196.233 | 200.5501 | 204.9622 | 209.4714 | 214.0797 | 218.7895 | 223.6029 | 228.5221 | 233.5496 | 238.6877 | 243.9388 | 249.3055 | 254.7902 | 260.3956 | 266.1243 | 271.979 | 277.9626 | 284.0778 | 290.3275 | 296.7147 | 303.2424 | 309.9137 | 316.7318 | 323.6999 | 330.8213 | 338.0994 | 345.5376 | 353.1394 | 360.9085 | 368.8485 | 376.9631 | 385.2563 | 393.732 | 402.3941 | 411.2467 | 420.2942 | 429.5406 | 0 | 0 | 0 | 0 | 0 | 0 | 0 | 0 | 0 | 0 | 0 | 0 | 0 | 0 | 0 | 0 | 0 | 0 | 0 | 0 | 0 | 0 | 0 | 0 | 0 | 0 | 0 | 0 | 0 | 0 | 0 | 0 | 0 | 0 | 0 | 0 | 0 | 0 | 0 | 0 | 0 | 0 | 0 | 0 | 0 | 0 | 0 | 0 | 0 | 0 | 0 | 0 | 0 | 0 | 0 | 0 | 0 | 0 | 0 | 0 | 0 | 0 | 0 | 0 | 0 | 0 | 0 | 0 | 0 | 0 | 0 | 0 | 0 | 0 | 0 | 0 | 0 | 0 | 0 | 0 | 0 | 0 | 0 | 0 | 0 | 0 | 0 | 0 | 0 | 0 | 0 | 0 | 0 | 0 | 0 | 0 | 0 | 0 | 0 | 0 | 0 | 0 | 0 | 0 | 0 | 0 | 0 | 0 | 0 | 0 | 0 | 0 | 0 | 0 | 0 | 0 | 0 | 0 | 0 | 0 | 0 | 0 | 0 | 0 | 0 | 0 | 0 | 0 | 0 | 0 | 0 | 0 | 0 | 0 | 0 | 0 | 0 | 0 | 0 | 0 | 0 | 0 | 0 | 0 | 0 | 0 | 0 | 0 | 0 | 0 | 0 | 0 | 0 | 0 | 0 | 0 | 0 | 0 | 0 | 0 | 0 | 0 | 0 | 0 | 0 | 0 | 0 | 0 | 0 | 0 | 0 | 0 | 0 | 0 | 0 | 0 | 0 | 0 | 0 | 0 | 0 | 0 | 0 | 0 | 0 | 0 | 0 | 0 | 0 | 0 | 0 | 0 | 0 | 0 | 0 | 0 | 0 | 0 | 0 | 0 | 0 | 0 | 0 | 0 | 0 | 0 | 0 | 0 | 0 | 0 | 0 | 0 | 0 | 0 | 0 | 0 | 0 | 0 | 0 | 0 | 0 | 0 | 0 | 0 | 0 | 0 | 0 | 0 | 0 | 0 | 0 | 0 | 0 | 0 | 0 | 0 | 0 | 0 | 0 | 0 | 0 | 0 | 0 | 0 | 0 | 0 | 0 | 0 | 0 | 0 | 0 | 0 | 0 | 0 | 0 | 0 | 0 | 0 | 0 | 0 | 0 | 0 | 0 | 0 | 0 | 0 | 0 | 0 | 0 | 0 | 0 | 0 | 0 | 0 | 0 | 0 | 0 | 0 | 0 | 0 | 0 | 0 | 0 | 0 | 0 | 0 | 0 | 0 | 0 | 0 | 0 | 0 | 0 | 0 | 0 | 0 | 0 | 0 | 0 | 0 | 0 | 0 | 0 | 0 | 0 | 0 | 0 | 0 | 0 | 0 | 0 | 0 | 0 | 0 | 0 | 0 | 0 | 0 | 0 | 0 | 0 | 0 | 0 | 0 | 0 | 0 | 0 | 0 | 0 | 0 | 0 | 0 | 0 | 0 | 0 | 0 | 0 | 0 | 0 | 0 | 0 | 0 | 0 | 0 | 0 | 0 | 0 | 0 | 0 | 0 | 0 | 0 | 0 | 0 | 0 | 0 | 0 | 0 | 0 | 0 | 0 | 0 | 0 | 0 | 0 | 0 | 0 | 0 | 0 | 0 | 0 | 0 | 0 | 0 | 0 | 0 | 0 | 0 | 0 | 0 | 0 | 0 | 0 | 0 | 0 | 0 | 0 | 0 | 0 | 0 | 0 | 0 | 0 | 0 | 0 | 0 | 0 | 0 | 0 | 0 | 0 | 0 | 0 | 0 | 0 | 0 | 0 | 0 | 0 | 0 | 0 | 0 | 0 | 0 | 0 | 4932.8777 | 5014.147 | 4927.3059 | 4993.8679 | 5129.839 | 5238.5367 | 5343.3075 | 5450.1736 | 5559.1771 | 5670.3606 | 5783.7678 | 5899.4432 | 6017.4321 | 6137.7807 | 6260.5363 | 6385.747 | 6513.462 | 6643.7312 | 6776.6058 | 6912.138 | 7050.3807 | 7191.3883 | 7335.2161 | 7481.9204 | 7631.5588 | 7784.19 | 7939.8738 | 8098.6713 | 8260.6447 | 8425.8576 | 8594.3748 | 8783.451 | 8976.6869 | 9174.174 | 9376.0059 | 9582.278 | 9793.0881 | 10008.536 | 10228.7238 | 10453.7558 | 10683.7384 | 10918.7806 | 11158.9938 | 11404.4917 | 11655.3905 | 11911.8091 | 12173.8689 | 0 | 0 | 0 | 0 | 0 | 0 | 0 | 0 | 0 | 0 | 0 | 0 | 0 | 0 | 0 | 0 | 0 | 0 | 0 |  | 0 | 0 | 0 | 0 | 0 | 0 | 0 | 0 | 0 | 0 | 0 | 0 | 0 | 0 | 0 | 0 | 0 | 0 | 0 | 0 | 0 | 0 | 0 | 0 | 0 | 0 | 0 | 0 | 0 | 0 | 0 | 0 | 0 | 0 | 0 | 0 | 0 | 0 | 0 | 0 | 0 | 0 | 0 | 0 | 0 | 0 | 0 | 0 | 0 | 0 | 0 | 0 | 0 | 0 | 0 | 0 | 0 | 0 | 0 | 0 | 0 | 0 | 0 | 0 | 0 | 0 |  | 0 | 0 | 0 | 0 | 0 | 0 | 0 | 0 | 0 | 0 | 0 | 0 | 0 | 0 | 0 | 0 | 0 | 0 | 0 | 0 | 0 | 0 | 0 | 0 | 0 | 0 | 0 | 0 | 0 | 0 | 0 | 0 | 0 | 0 | 0 | 0 | 0 | 0 | 0 | 0 | 0 | 0 | 0 | 0 | 0 | 0 | 0 | 0 | 0 | 0 | 0 | 0 | 0 | 0 | 0 | 0 | 0 | 0 | 0 | 0 | 0 | 0 | 0 | 0 | 0 | 0 | 5160.9114 | 5274.4514 | 5390.4893 | 5509.0801 | 5630.2799 | 5754.146 | 5880.7372 | 6010.1135 | 6142.336 | 6277.4673 | 6415.5716 | 6556.7142 | 6700.9619 | 6848.3831 | 6999.0475 | 7153.0266 | 7310.3931 | 7471.2218 | 7635.5887 | 7803.5716 | 7975.2502 | 8150.7057 | 8330.0212 | 8513.2817 | 8700.5739 | 8891.9865 | 9087.6102 | 9287.5376 | 9491.8635 | 9700.6845 | 9914.0995 | 10132.2097 | 10355.1183 | 10582.9309 | 10815.7554 | 11053.702 | 11296.8835 | 11545.4149 | 11799.414 | 12059.0011 | 12324.2992 | 12595.4337 | 12872.5333 | 13155.729 | 13445.1551 | 13740.9485 | 14043.2493 | 0 | 0 | 0 | 0 | 0 | 0 | 0 | 0 | 0 | 0 | 0 | 0 | 0 | 0 | 0 | 0 | 0 | 0 | 0 |  | 2145.8134 | 2216.1021 | 2364.9736 | 2393.4135 | 2319.983 | 2383.9218 | 2508.0167 | 2559.052 | 2610.1287 | 2744.2868 | 2846.514 | 2843.4226 | 2968.5212 | 2872.9591 | 3106.5237 | 3083.2693 | 3286.4838 | 3208.6242 | 3219.803 | 3459.1779 | 3524.2895 | 3653.5728 | 3835.4412 | 3712.4901 | 3806.5053 | 4043.5034 | 3969.9386 | 4063.6766 | 4214.1064 | 4466.6742 | 4373.5765 | 4383.1605 | 4598.618 | 4882.0441 | 4874.7581 | 5187.0054 | 5293.1839 | 5409.9441 | 5251.3174 | 5721.2837 | 5484.7514 | 6029.2145 | 5737.7775 | 6251.5646 | 6166.8141 | 6252.0066 | 6521.3777 | 0 | 0 | 0 | 0 | 0 | 0 | 0 | 0 | 0 | 0 | 0 | 0 | 0 | 0 | 0 | 0 | 0 | 0 |  | 2155.0552 | 2117.543 | 2229.9495 | 2361.6826 | 2371.928 | 2284.9469 | 2554.9248 | 2454.0478 | 2677.125 | 2738.5639 | 2720.6474 | 2868.4024 | 2867.5621 | 2926.9944 | 3000.1333 | 3096.8611 | 2997.914 | 3154.3928 | 3284.4313 | 3449.6527 | 3406.994 | 3611.8048 | 3733.7917 | 3827.2583 | 3684.52 | 3910.6085 | 4024.3219 | 4094.1047 | 4180.5862 | 4125.9394 | 4061.5749 | 4216.0757 | 4401.1462 | 4668.366 | 4546.5251 | 4816.0158 | 4788.7543 | 4695.4297 | 5130.0014 | 5044.4654 | 5422.874 | 5335.4632 | 5406.5937 | 5457.7435 | 5664.4416 | 5759.7327 | 6085.333 | 0 | 0 | 0 | 0 | 0 | 0 | 0 | 0 | 0 | 0 | 0 | 0 | 0 | 0 | 0 | 0 | 0 | 0 |  | 2055.4776 | 2235.5996 | 2194.9702 | 2179.0784 | 2288.4293 | 2340.7957 | 2305.0349 | 2404.2508 | 2572.593 | 2529.9848 | 2570.0434 | 2694.7782 | 2744.829 | 2874.7339 | 3002.1215 | 3093.9643 | 2950.2236 | 3184.7207 | 3187.8997 | 3174.4453 | 3350.3896 | 3495.2763 | 3482.7213 | 3531.5151 | 3620.3132 | 3739.5368 | 3655.3603 | 3885.1911 | 3727.5151 | 3930.9867 | 4190.0142 | 4256.7389 | 4404.4456 | 4307.6514 | 4599.9371 | 4458.7306 | 4679.0437 | 5053.2524 | 4879.8487 | 5095.1983 | 5141.3694 | 5315.3019 | 5554.3853 | 5605.8577 | 5717.471 | 5923.7189 | 6030.6186 | 0 | 0 | 0 | 0 | 0 | 0 | 0 | 0 | 0 | 0 | 0 | 0 | 0 | 0 | 0 | 0 | 0 | 0
OH-3PH | 7.624% | 7.21% | BV-G43 | Springfield | 203031 | 203031: L43 P57 BV-G43 Mainline | Sub | 0 | 3PH | OH | 3.7 | Zone 1 | 716 | 2754059 |  |  |  |  | 3822829.5993 |  | 3164416.4892 | 658413.1101 | 29415.5073 | 58700.3905 | 0 | 271467.4692 | 7300566.8433 | 0 | 0 | 62326.1207 | 28671.89 | 29585.9358 | 30374.2956 | 69543.7134 |  |  |  | 297962.8603 | 290669.021 | 282377.6372 | 274441.3751 | 266833.6518 | 259529.9292 | 252507.3729 | 245744.8531 | 239127.5174 | 232530.971 | 225934.4246 | 219337.8782 | 212741.3318 | 206144.7854 | 199548.239 | 192951.6926 | 186355.1462 | 179758.5998 | 173162.0534 | 166565.507 | 160729.3029 | 156413.4426 | 152857.9246 | 149302.4066 | 145746.8886 | 142191.3706 | 138635.8526 | 135080.3347 | 131524.8167 | 127969.2987 | 124413.7807 | 120858.2627 | 117302.7447 | 113747.2268 | 110191.7088 | 106636.1908 | 103080.6728 | 99525.1548 | 95969.6368 | 92414.1188 | 88858.6009 | 85303.0829 | 81747.5649 | 78192.0469 | 74636.5289 | 71081.0109 | 67525.4929 | 63969.975 | 60414.457 | 56858.939 | [16 empty] | 44478.0529 | 44478.0529 | 44478.0529 | 44478.0529 | 44478.0529 | 44478.0529 | 44478.0529 | 44478.0529 | 44478.0529 | 44478.0529 | 44478.0529 | 44478.0529 | 44478.0529 | 44478.0529 | 44478.0529 | 44478.0529 | 44478.0529 | 44478.0529 | 44478.0529 | 44478.0529 | 44478.0529 | 44478.0529 | 44478.0529 | 44478.0529 | 44478.0529 | 44478.0529 | 44478.0529 | 44478.0529 | 44478.0529 | 44478.0529 | 44478.0529 | 44478.0529 | 44478.0529 | 44478.0529 | 44478.0529 | 44478.0529 | 44478.0529 | 44478.0529 | 44478.0529 | 44478.0529 | 44478.0529 | 44478.0529 | 44478.0529 | 44478.0529 | 44478.0529 | 44478.0529 | 44478.0529 | 44478.0529 | 44478.0529 | 44478.0529 | [16 empty] | 1390.8188 | 1474.8083 | 1441.6912 | 1584.1662 | 1630.0676 | 1664.6214 | 1614.9417 | 1629.2003 | 1689.6279 | 1814.4168 | 1773.5035 | 1778.9454 | 1988.483 | 1957.9895 | 1916.9863 | 1970.3074 | 2053.0803 | 2098.3831 | 2193.4271 | 2175.133 | 2266.286 | 2389.7269 | 2423.264 | 2500.7911 | 2577.0741 | 2525.6192 | 2712.481 | 2708.8156 | 2679.1406 | 2754.7401 | 2915.6118 | 3017.7331 | 2975.4914 | 2955.7012 | 3279.1037 | 3388.7081 | 3458.0233 | 3432.8072 | 3643.3709 | 3711.9098 | 3545.6855 | 3857.7429 | 3736.4532 | 3978.902 | 3919.0358 | 4045.5815 | 4264.5546 | 0 | 0 | 0 | 0 | 0 | 0 | 0 | 0 | 0 | 0 | 0 | 0 | 0 | 0 | 0 | 0 | 0 | 0 |  | 2930.546 | 2995.0181 | 3060.9084 | 3128.2484 | 3197.0699 | 3267.4054 | 3339.2884 | 3412.7527 | 3487.8333 | 3564.5656 | 3642.986 | 3723.1317 | 3805.0406 | 3888.7515 | 3974.3041 | 4061.7387 | 4151.097 | 4242.4211 | 4335.7544 | 4431.141 | 4528.6261 | 4628.2559 | 4730.0775 | 4834.1392 | 4940.4903 | 5049.181 | 5160.263 | 5273.7888 | 5389.8122 | 5508.388 | 5629.5726 | 5753.4232 | 5879.9985 | 6009.3584 | 6141.5643 | 6276.6787 | 6414.7657 | 6555.8905 | 6700.1201 | 6847.5228 | 6998.1683 | 7152.128 | 7309.4748 | 7470.2832 | 7634.6295 | 7802.5913 | 7974.2483 | 0 | 0 | 0 | 0 | 0 | 0 | 0 | 0 | 0 | 0 | 0 | 0 | 0 | 0 | 0 | 0 | 0 | 0 | 0 | 0 | 0 | 0 | 0 | 0 | 0 | 0 | 0 | 0 | 0 | 0 | 0 | 0 | 0 | 0 | 0 | 0 | 0 | 0 | 0 | 0 | 0 | 0 | 0 | 0 | 0 | 0 | 0 | 0 | 0 | 0 | 0 | 0 | 0 | 0 | 0 | 0 | 0 | 0 | 0 | 0 | 0 | 0 | 0 | 0 | 0 | 0 | 0 | 0 | 0 | 0 | 0 | 0 | 0 | 0 | 0 | 0 | 0 | 0 | 0 | 0 | 0 | 0 | 0 | 0 | 0 | 0 | 0 | 0 | 0 | 0 | 0 | 0 | 0 | 0 | 0 | 0 | 0 | 0 | 0 | 0 | 0 | 0 | 0 | 0 | 0 | 0 | 0 | 0 | 0 | 0 | 0 | 0 | 0 | 0 | 0 | 0 | 0 | 0 | 0 | 0 | 0 | 0 | 0 | 0 | 0 | 0 | 0 | 0 | 0 | 0 | 0 | 0 | 0 | 0 | 0 | 0 | 0 | 0 | 0 | 0 | 0 | 0 | 0 | 0 | 0 | 0 | 0 | 0 | 0 | 0 | 0 | 0 | 0 | 0 | 0 | 0 | 0 | 0 | 0 | 0 | 0 | 0 | 0 | 0 | 0 | 0 | 0 | 0 | 0 | 0 | 0 | 0 | 0 | 0 | 0 | 0 | 0 | 0 | 0 | 0 | 0 | 0 | 0 | 0 | 0 | 0 | 0 | 0 | 0 | 0 | 0 | 0 | 0 | 0 | 0 | 0 | 0 | 0 | 0 | 0 | 0 | 0 | 0 | 0 | 0 | 0 | 0 | 0 | 0 | 0 | 0 | 0 | 0 | 0 | 0 | 0 | 0 | 0 | 0 | 0 | 0 | 0 | 0 | 0 | 0 | 0 | 0 | 0 | 0 | 0 | 0 | 0 | 0 | 0 | 0 | 0 | 0 | 0 | 0 | 0 | 0 | 0 | 0 | 0 | 0 | 0 | 0 | 0 | 0 | 0 | 0 | 0 | 0 | 0 | 0 | 0 | 0 | 0 | 0 | 0 | 0 | 0 | 0 | 0 | 0 | 0 | 0 | 0 | 0 | 0 | 0 | 0 | 0 | 0 | 0 | 0 | 0 | 0 | 0 | 0 | 0 | 0 | 0 | 0 | 0 | 0 | 0 | 0 | 0 | 0 | 0 | 0 | 0 | 0 | 0 | 0 | 0 | 0 | 0 | 0 | 0 | 0 | 0 | 0 | 0 | 0 | 0 | 0 | 0 | 0 | 0 | 0 | 0 | 0 | 0 | 0 | 0 | 0 | 0 | 0 | 0 | 0 | 0 | 0 | 0 | 0 | 0 | 0 | 0 | 0 | 0 | 0 | 0 | 0 | 0 | 0 | 0 | 0 | 0 | 0 | 0 | 0 | 0 | 0 | 0 | 0 | 0 | 0 | 0 | 0 | 0 | 0 | 0 | 0 | 0 | 0 | 0 | 0 | 0 | 0 | 0 | 0 | 0 | 0 | 0 | 0 | 0 | 0 | 0 | 0 | 0 | 0 | 0 | 0 | 0 | 0 | 0 | 0 | 0 | 0 | 0 | 0 | 0 | 0 | 0 | 0 | 0 | 0 | 0 | 0 | 0 | 0 | 0 | 0 | 0 | 0 | 0 | 0 | 0 | 0 | 0 | 0 | 0 | 0 | 0 | 0 | 0 | 0 | 0 | 0 | 0 | 0 | 0 | 0 | 0 | 3318.4814 | 3373.1535 | 3314.7331 | 3359.5111 | 3450.9826 | 3524.1065 | 3594.5887 | 3666.4804 | 3739.81 | 3814.6062 | 3890.8984 | 3968.7163 | 4048.0907 | 4129.0525 | 4211.6335 | 4295.8662 | 4381.7835 | 4469.4192 | 4558.8076 | 4649.9837 | 4742.9834 | 4837.8431 | 4934.5999 | 5033.2919 | 5133.9578 | 5236.6369 | 5341.3697 | 5448.197 | 5557.161 | 5668.3042 | 5781.6703 | 5908.867 | 6038.8621 | 6171.7171 | 6307.4949 | 6446.2597 | 6588.0775 | 6733.0152 | 6881.1415 | 7032.5266 | 7187.2422 | 7345.3615 | 7506.9595 | 7672.1126 | 7840.8991 | 8013.3988 | 8189.6936 | 0 | 0 | 0 | 0 | 0 | 0 | 0 | 0 | 0 | 0 | 0 | 0 | 0 | 0 | 0 | 0 | 0 | 0 | 0 |  | 0 | 0 | 0 | 0 | 0 | 0 | 0 | 0 | 0 | 0 | 0 | 0 | 0 | 0 | 0 | 0 | 0 | 0 | 0 | 0 | 0 | 0 | 0 | 0 | 0 | 0 | 0 | 0 | 0 | 0 | 0 | 0 | 0 | 0 | 0 | 0 | 0 | 0 | 0 | 0 | 0 | 0 | 0 | 0 | 0 | 0 | 0 | 0 | 0 | 0 | 0 | 0 | 0 | 0 | 0 | 0 | 0 | 0 | 0 | 0 | 0 | 0 | 0 | 0 | 0 | 0 |  | 0 | 0 | 0 | 0 | 0 | 0 | 0 | 0 | 0 | 0 | 0 | 0 | 0 | 0 | 0 | 0 | 0 | 0 | 0 | 0 | 0 | 0 | 0 | 0 | 0 | 0 | 0 | 0 | 0 | 0 | 0 | 0 | 0 | 0 | 0 | 0 | 0 | 0 | 0 | 0 | 0 | 0 | 0 | 0 | 0 | 0 | 0 | 0 | 0 | 0 | 0 | 0 | 0 | 0 | 0 | 0 | 0 | 0 | 0 | 0 | 0 | 0 | 0 | 0 | 0 | 0 | 3471.8858 | 3548.2673 | 3626.3292 | 3706.1084 | 3787.6428 | 3870.971 | 3956.1323 | 4043.1672 | 4132.1169 | 4223.0235 | 4315.93 | 4410.8805 | 4507.9198 | 4607.0941 | 4708.4501 | 4812.036 | 4917.9008 | 5026.0947 | 5136.6687 | 5249.6755 | 5365.1683 | 5483.202 | 5603.8325 | 5727.1168 | 5853.1133 | 5981.8818 | 6113.4832 | 6247.9799 | 6385.4354 | 6525.915 | 6669.4851 | 6816.2138 | 6966.1705 | 7119.4263 | 7276.0536 | 7436.1268 | 7599.7216 | 7766.9155 | 7937.7876 | 8112.419 | 8290.8922 | 8473.2918 | 8659.7042 | 8850.2177 | 9044.9225 | 9243.9108 | 9447.2768 | 0 | 0 | 0 | 0 | 0 | 0 | 0 | 0 | 0 | 0 | 0 | 0 | 0 | 0 | 0 | 0 | 0 | 0 | 0 |  | 1443.5472 | 1490.8323 | 1590.9822 | 1610.1145 | 1560.7158 | 1603.7292 | 1687.2113 | 1721.5441 | 1755.9048 | 1846.1566 | 1914.9276 | 1912.8479 | 1997.0052 | 1932.718 | 2089.8432 | 2074.1993 | 2210.9073 | 2158.529 | 2166.0493 | 2327.0833 | 2370.8857 | 2457.8581 | 2580.2059 | 2497.4933 | 2560.74 | 2720.175 | 2670.6859 | 2733.746 | 2834.9443 | 3004.8535 | 2942.2242 | 2948.6716 | 3093.6157 | 3284.2842 | 3279.3827 | 3489.44 | 3560.8692 | 3639.417 | 3532.7044 | 3848.8636 | 3689.7419 | 4056.017 | 3859.9594 | 4205.598 | 4148.584 | 4205.8953 | 4387.1087 | 0 | 0 | 0 | 0 | 0 | 0 | 0 | 0 | 0 | 0 | 0 | 0 | 0 | 0 | 0 | 0 | 0 | 0 |  | 1449.7644 | 1424.5289 | 1500.1478 | 1588.7683 | 1595.6607 | 1537.1461 | 1718.7676 | 1650.9049 | 1800.975 | 1842.3066 | 1830.2537 | 1929.6525 | 1929.0872 | 1969.069 | 2018.2715 | 2083.3429 | 2016.7785 | 2122.0461 | 2209.5265 | 2320.6754 | 2291.9778 | 2429.7596 | 2511.8235 | 2574.701 | 2478.6771 | 2630.773 | 2707.2711 | 2754.2159 | 2812.3943 | 2775.6319 | 2732.3322 | 2836.2691 | 2960.7711 | 3140.5371 | 3058.5714 | 3239.8652 | 3221.5256 | 3158.7436 | 3451.0919 | 3393.5494 | 3648.1152 | 3589.3116 | 3637.163 | 3671.5729 | 3810.6243 | 3874.7293 | 4093.7695 | 0 | 0 | 0 | 0 | 0 | 0 | 0 | 0 | 0 | 0 | 0 | 0 | 0 | 0 | 0 | 0 | 0 | 0 |  | 1382.7759 | 1503.9488 | 1476.6163 | 1465.9255 | 1539.4888 | 1574.7171 | 1550.6598 | 1617.4051 | 1730.6535 | 1701.9898 | 1728.9383 | 1812.8508 | 1846.5213 | 1933.9119 | 2019.609 | 2081.3942 | 1984.6959 | 2142.4485 | 2144.5871 | 2135.5359 | 2253.8985 | 2351.3677 | 2342.9216 | 2375.7466 | 2435.4834 | 2515.6884 | 2459.0606 | 2613.674 | 2507.601 | 2644.482 | 2818.7368 | 2863.6244 | 2962.9907 | 2897.8746 | 3094.5031 | 2999.5097 | 3147.7203 | 3399.4607 | 3282.8073 | 3427.6789 | 3458.7394 | 3575.7486 | 3736.5865 | 3771.2134 | 3846.2987 | 3985.0473 | 4056.9616 | 0 | 0 | 0 | 0 | 0 | 0 | 0 | 0 | 0 | 0 | 0 | 0 | 0 | 0 | 0 | 0 | 0 | 0
OH-3PH | 5.564% | 5.261% | CS-G34 | Royalton | 203325 | 203325: Chelsea L6 Zone 2 L6 P327 | 0 | 0 | 3PH | OH | 2.7 | Zone 1 | 569 | 2009727 | Maineline Feeder backup to BE-G29 | 1877 customers on the BE-G29 would be backed up and 871 on the CS-G34 |  |  | 2789643.89 |  | 2309178.292 | 480465.598 | 21465.3702 | 1286.0965 | 0 | 112456.4145 | 4234782.8771 | 0 | 0 | 45481.2232 | 20922.7306 | 21589.737 | 22165.0265 | 50748.1152 |  |  |  | 217433.2523 | 212110.699 | 206060.2048 | 200268.8546 | 194717.2499 | 189387.4844 | 184262.8953 | 179328.0632 | 174499.1768 | 169685.4609 | 164871.7451 | 160058.0292 | 155244.3134 | 150430.5976 | 145616.8817 | 140803.1659 | 135989.4501 | 131175.7342 | 126362.0184 | 121548.3026 | 117289.4334 | 114140.0089 | 111545.431 | 108950.8532 | 106356.2753 | 103761.6975 | 101167.1196 | 98572.5417 | 95977.9639 | 93383.386 | 90788.8082 | 88194.2303 | 85599.6525 | 83005.0746 | 80410.4968 | 77815.9189 | 75221.341 | 72626.7632 | 70032.1853 | 67437.6075 | 64843.0296 | 62248.4518 | 59653.8739 | 57059.2961 | 54464.7182 | 51870.1403 | 49275.5625 | 46680.9846 | 44086.4068 | 41491.8289 | [16 empty] | 32457.0911 | 32457.0911 | 32457.0911 | 32457.0911 | 32457.0911 | 32457.0911 | 32457.0911 | 32457.0911 | 32457.0911 | 32457.0911 | 32457.0911 | 32457.0911 | 32457.0911 | 32457.0911 | 32457.0911 | 32457.0911 | 32457.0911 | 32457.0911 | 32457.0911 | 32457.0911 | 32457.0911 | 32457.0911 | 32457.0911 | 32457.0911 | 32457.0911 | 32457.0911 | 32457.0911 | 32457.0911 | 32457.0911 | 32457.0911 | 32457.0911 | 32457.0911 | 32457.0911 | 32457.0911 | 32457.0911 | 32457.0911 | 32457.0911 | 32457.0911 | 32457.0911 | 32457.0911 | 32457.0911 | 32457.0911 | 32457.0911 | 32457.0911 | 32457.0911 | 32457.0911 | 32457.0911 | 32457.0911 | 32457.0911 | 32457.0911 | [16 empty] | 1014.9218 | 1076.2114 | 1052.0449 | 1156.0132 | 1189.5088 | 1214.7238 | 1178.4709 | 1188.8759 | 1232.9717 | 1324.0339 | 1294.1782 | 1298.1493 | 1451.0552 | 1428.8031 | 1398.8819 | 1437.7919 | 1498.1937 | 1531.2525 | 1600.609 | 1587.2592 | 1653.7763 | 1743.8548 | 1768.3277 | 1824.9016 | 1880.5676 | 1843.0194 | 1979.378 | 1976.7032 | 1955.0486 | 2010.2157 | 2127.6086 | 2202.1295 | 2171.3045 | 2156.863 | 2392.8595 | 2472.8411 | 2523.4224 | 2505.0215 | 2658.6761 | 2708.691 | 2587.3921 | 2815.1097 | 2726.601 | 2903.5231 | 2859.837 | 2952.1811 | 3111.9723 | 0 | 0 | 0 | 0 | 0 | 0 | 0 | 0 | 0 | 0 | 0 | 0 | 0 | 0 | 0 | 0 | 0 | 0 |  | 64.2068 | 65.6194 | 67.063 | 68.5384 | 70.0462 | 71.5872 | 73.1622 | 74.7717 | 76.4167 | 78.0979 | 79.816 | 81.572 | 83.3666 | 85.2006 | 87.075 | 88.9907 | 90.9485 | 92.9493 | 94.9942 | 97.0841 | 99.22 | 101.4028 | 103.6337 | 105.9136 | 108.2437 | 110.6251 | 113.0588 | 115.5461 | 118.0881 | 120.6861 | 123.3412 | 126.0547 | 128.8279 | 131.6621 | 134.5586 | 137.5189 | 140.5443 | 143.6363 | 146.7963 | 150.0258 | 153.3264 | 156.6996 | 160.147 | 163.6702 | 167.271 | 170.9509 | 174.7118 | 0 | 0 | 0 | 0 | 0 | 0 | 0 | 0 | 0 | 0 | 0 | 0 | 0 | 0 | 0 | 0 | 0 | 0 | 0 | 0 | 0 | 0 | 0 | 0 | 0 | 0 | 0 | 0 | 0 | 0 | 0 | 0 | 0 | 0 | 0 | 0 | 0 | 0 | 0 | 0 | 0 | 0 | 0 | 0 | 0 | 0 | 0 | 0 | 0 | 0 | 0 | 0 | 0 | 0 | 0 | 0 | 0 | 0 | 0 | 0 | 0 | 0 | 0 | 0 | 0 | 0 | 0 | 0 | 0 | 0 | 0 | 0 | 0 | 0 | 0 | 0 | 0 | 0 | 0 | 0 | 0 | 0 | 0 | 0 | 0 | 0 | 0 | 0 | 0 | 0 | 0 | 0 | 0 | 0 | 0 | 0 | 0 | 0 | 0 | 0 | 0 | 0 | 0 | 0 | 0 | 0 | 0 | 0 | 0 | 0 | 0 | 0 | 0 | 0 | 0 | 0 | 0 | 0 | 0 | 0 | 0 | 0 | 0 | 0 | 0 | 0 | 0 | 0 | 0 | 0 | 0 | 0 | 0 | 0 | 0 | 0 | 0 | 0 | 0 | 0 | 0 | 0 | 0 | 0 | 0 | 0 | 0 | 0 | 0 | 0 | 0 | 0 | 0 | 0 | 0 | 0 | 0 | 0 | 0 | 0 | 0 | 0 | 0 | 0 | 0 | 0 | 0 | 0 | 0 | 0 | 0 | 0 | 0 | 0 | 0 | 0 | 0 | 0 | 0 | 0 | 0 | 0 | 0 | 0 | 0 | 0 | 0 | 0 | 0 | 0 | 0 | 0 | 0 | 0 | 0 | 0 | 0 | 0 | 0 | 0 | 0 | 0 | 0 | 0 | 0 | 0 | 0 | 0 | 0 | 0 | 0 | 0 | 0 | 0 | 0 | 0 | 0 | 0 | 0 | 0 | 0 | 0 | 0 | 0 | 0 | 0 | 0 | 0 | 0 | 0 | 0 | 0 | 0 | 0 | 0 | 0 | 0 | 0 | 0 | 0 | 0 | 0 | 0 | 0 | 0 | 0 | 0 | 0 | 0 | 0 | 0 | 0 | 0 | 0 | 0 | 0 | 0 | 0 | 0 | 0 | 0 | 0 | 0 | 0 | 0 | 0 | 0 | 0 | 0 | 0 | 0 | 0 | 0 | 0 | 0 | 0 | 0 | 0 | 0 | 0 | 0 | 0 | 0 | 0 | 0 | 0 | 0 | 0 | 0 | 0 | 0 | 0 | 0 | 0 | 0 | 0 | 0 | 0 | 0 | 0 | 0 | 0 | 0 | 0 | 0 | 0 | 0 | 0 | 0 | 0 | 0 | 0 | 0 | 0 | 0 | 0 | 0 | 0 | 0 | 0 | 0 | 0 | 0 | 0 | 0 | 0 | 0 | 0 | 0 | 0 | 0 | 0 | 0 | 0 | 0 | 0 | 0 | 0 | 0 | 0 | 0 | 0 | 0 | 0 | 0 | 0 | 0 | 0 | 0 | 0 | 0 | 0 | 0 | 0 | 0 | 0 | 0 | 0 | 0 | 0 | 0 | 0 | 0 | 0 | 0 | 0 | 0 | 0 | 0 | 0 | 0 | 0 | 0 | 0 | 0 | 0 | 0 | 0 | 0 | 0 | 0 | 0 | 0 | 0 | 0 | 0 | 0 | 0 | 0 | 0 | 0 | 0 | 0 | 0 | 0 | 0 | 0 | 0 | 0 | 0 | 0 | 0 | 0 | 0 | 0 | 0 | 0 | 0 | 0 | 0 | 0 | 0 | 0 | 0 | 0 | 2421.5945 | 2461.4904 | 2418.8593 | 2451.5351 | 2518.2846 | 2571.6453 | 2623.0782 | 2675.5398 | 2729.0506 | 2783.6316 | 2839.3042 | 2896.0903 | 2954.0121 | 3013.0923 | 3073.3542 | 3134.8213 | 3197.5177 | 3261.4681 | 3326.6974 | 3393.2314 | 3461.096 | 3530.3179 | 3600.9243 | 3672.9428 | 3746.4016 | 3821.3296 | 3897.7562 | 3975.7114 | 4055.2256 | 4136.3301 | 4219.0567 | 4311.8759 | 4406.7372 | 4503.6854 | 4602.7665 | 4704.0274 | 4807.516 | 4913.2813 | 5021.3735 | 5131.8437 | 5244.7443 | 5360.1287 | 5478.0515 | 5598.5686 | 5721.7372 | 5847.6154 | 5976.2629 | 0 | 0 | 0 | 0 | 0 | 0 | 0 | 0 | 0 | 0 | 0 | 0 | 0 | 0 | 0 | 0 | 0 | 0 | 0 |  | 0 | 0 | 0 | 0 | 0 | 0 | 0 | 0 | 0 | 0 | 0 | 0 | 0 | 0 | 0 | 0 | 0 | 0 | 0 | 0 | 0 | 0 | 0 | 0 | 0 | 0 | 0 | 0 | 0 | 0 | 0 | 0 | 0 | 0 | 0 | 0 | 0 | 0 | 0 | 0 | 0 | 0 | 0 | 0 | 0 | 0 | 0 | 0 | 0 | 0 | 0 | 0 | 0 | 0 | 0 | 0 | 0 | 0 | 0 | 0 | 0 | 0 | 0 | 0 | 0 | 0 |  | 0 | 0 | 0 | 0 | 0 | 0 | 0 | 0 | 0 | 0 | 0 | 0 | 0 | 0 | 0 | 0 | 0 | 0 | 0 | 0 | 0 | 0 | 0 | 0 | 0 | 0 | 0 | 0 | 0 | 0 | 0 | 0 | 0 | 0 | 0 | 0 | 0 | 0 | 0 | 0 | 0 | 0 | 0 | 0 | 0 | 0 | 0 | 0 | 0 | 0 | 0 | 0 | 0 | 0 | 0 | 0 | 0 | 0 | 0 | 0 | 0 | 0 | 0 | 0 | 0 | 0 | 2533.5383 | 2589.2761 | 2646.2402 | 2704.4575 | 2763.9556 | 2824.7626 | 2886.9074 | 2950.4193 | 3015.3286 | 3081.6658 | 3149.4624 | 3218.7506 | 3289.5631 | 3361.9335 | 3435.896 | 3511.4858 | 3588.7384 | 3667.6907 | 3748.3799 | 3830.8442 | 3915.1228 | 4001.2555 | 4089.2831 | 4179.2474 | 4271.1908 | 4365.157 | 4461.1905 | 4559.3367 | 4659.6421 | 4762.1542 | 4866.9216 | 4973.9939 | 5083.4217 | 5195.257 | 5309.5527 | 5426.3628 | 5545.7428 | 5667.7491 | 5792.4396 | 5919.8733 | 6050.1105 | 6183.2129 | 6319.2436 | 6458.267 | 6600.3488 | 6745.5565 | 6893.9588 | 0 | 0 | 0 | 0 | 0 | 0 | 0 | 0 | 0 | 0 | 0 | 0 | 0 | 0 | 0 | 0 | 0 | 0 | 0 |  | 1053.3993 | 1087.9047 | 1160.987 | 1174.9484 | 1138.9007 | 1170.2889 | 1231.2082 | 1256.2619 | 1281.3359 | 1347.1954 | 1397.3796 | 1395.862 | 1457.2741 | 1410.3618 | 1525.0207 | 1513.6049 | 1613.3648 | 1575.1428 | 1580.6306 | 1698.1419 | 1730.1058 | 1793.5721 | 1882.853 | 1822.4951 | 1868.6481 | 1984.9926 | 1948.8789 | 1994.8958 | 2068.7431 | 2192.731 | 2147.0285 | 2151.7333 | 2257.5034 | 2396.6398 | 2393.063 | 2546.3481 | 2598.4721 | 2655.7908 | 2577.9194 | 2808.6302 | 2692.5143 | 2959.7962 | 2816.7272 | 3068.9499 | 3027.3451 | 3069.1669 | 3201.4036 | 0 | 0 | 0 | 0 | 0 | 0 | 0 | 0 | 0 | 0 | 0 | 0 | 0 | 0 | 0 | 0 | 0 | 0 |  | 1057.9362 | 1039.5211 | 1094.7025 | 1159.3714 | 1164.401 | 1121.7012 | 1254.2358 | 1204.7144 | 1314.225 | 1344.3859 | 1335.5906 | 1408.1248 | 1407.7123 | 1436.8882 | 1472.7927 | 1520.2772 | 1471.7032 | 1548.5201 | 1612.3572 | 1693.4659 | 1672.5243 | 1773.0678 | 1832.9523 | 1878.8359 | 1808.7644 | 1919.7533 | 1975.5762 | 2009.8332 | 2052.2878 | 2025.4612 | 1993.8641 | 2069.7099 | 2160.5627 | 2291.7433 | 2231.9305 | 2364.2259 | 2350.843 | 2305.0291 | 2518.3643 | 2476.3739 | 2662.1381 | 2619.2274 | 2654.146 | 2679.2559 | 2780.7259 | 2827.5051 | 2987.3453 | 0 | 0 | 0 | 0 | 0 | 0 | 0 | 0 | 0 | 0 | 0 | 0 | 0 | 0 | 0 | 0 | 0 | 0 |  | 1009.0527 | 1097.4762 | 1077.5308 | 1069.7294 | 1123.4107 | 1149.1179 | 1131.5626 | 1180.2686 | 1262.9093 | 1241.9925 | 1261.6577 | 1322.8911 | 1347.4615 | 1411.233 | 1473.7687 | 1518.8552 | 1448.2916 | 1563.4084 | 1564.969 | 1558.364 | 1644.7367 | 1715.8629 | 1709.6995 | 1733.6529 | 1777.2447 | 1835.7726 | 1794.4496 | 1907.2756 | 1829.871 | 1929.7571 | 2056.9161 | 2089.6718 | 2162.1824 | 2114.6652 | 2258.1509 | 2188.8314 | 2296.9851 | 2480.6875 | 2395.5621 | 2501.2792 | 2523.945 | 2609.33 | 2726.6983 | 2751.9665 | 2806.7585 | 2908.0075 | 2960.4855 | 0 | 0 | 0 | 0 | 0 | 0 | 0 | 0 | 0 | 0 | 0 | 0 | 0 | 0 | 0 | 0 | 0 | 0
OH-3PH | 3.075% | 2.923% | TH-G16 | White River Jct | 203716 | 203716: RTE 5 L1 P.137 (tag: 4902 | Sub Breaker | 0 | 3PH | OH | 1.5 | Zone 1 | 123 | 1110638 | Main line backs up EL-G40 | 1005 Customers on the EL-G40 and 1010 on the TH-G16 | EL-G40 | 1005 | 1541644.4675 |  | 1276124.1501 | 265520.3174 | 11925.2057 | 8982.7824 | 0 | 41907.5028 | 1308299.8541 | 3094892.5469 | 96618676.6994 | 25267.3462 | 11623.7392 | 11994.2983 | 12313.9036 | 28193.3973 |  |  |  | 120160.416 | 117219.0066 | 113875.3143 | 110674.833 | 107606.8426 | 104661.4475 | 101829.4393 | 99102.2967 | 96433.703 | 93773.4931 | 91113.2832 | 88453.0732 | 85792.8633 | 83132.6534 | 80472.4434 | 77812.2335 | 75152.0236 | 72491.8136 | 69831.6037 | 67171.3938 | 64817.8094 | 63077.339 | 61643.4941 | 60209.6492 | 58775.8043 | 57341.9594 | 55908.1146 | 54474.2697 | 53040.4248 | 51606.5799 | 50172.7351 | 48738.8902 | 47305.0453 | 45871.2004 | 44437.3556 | 43003.5107 | 41569.6658 | 40135.8209 | 38701.9761 | 37268.1312 | 35834.2863 | 34400.4414 | 32966.5966 | 31532.7517 | 30098.9068 | 28665.0619 | 27231.2171 | 25797.3722 | 24363.5273 | 22929.6824 | [16 empty] | 17936.8037 | 17936.8037 | 17936.8037 | 17936.8037 | 17936.8037 | 17936.8037 | 17936.8037 | 17936.8037 | 17936.8037 | 17936.8037 | 17936.8037 | 17936.8037 | 17936.8037 | 17936.8037 | 17936.8037 | 17936.8037 | 17936.8037 | 17936.8037 | 17936.8037 | 17936.8037 | 17936.8037 | 17936.8037 | 17936.8037 | 17936.8037 | 17936.8037 | 17936.8037 | 17936.8037 | 17936.8037 | 17936.8037 | 17936.8037 | 17936.8037 | 17936.8037 | 17936.8037 | 17936.8037 | 17936.8037 | 17936.8037 | 17936.8037 | 17936.8037 | 17936.8037 | 17936.8037 | 17936.8037 | 17936.8037 | 17936.8037 | 17936.8037 | 17936.8037 | 17936.8037 | 17936.8037 | 17936.8037 | 17936.8037 | 17936.8037 | [16 empty] | 563.8454 | 597.8952 | 584.4694 | 642.2295 | 660.8382 | 674.8465 | 654.7061 | 660.4866 | 684.9843 | 735.5744 | 718.9879 | 721.1941 | 806.1418 | 793.7795 | 777.1566 | 798.7733 | 832.3299 | 850.6959 | 889.2272 | 881.8107 | 918.7646 | 968.8082 | 982.4043 | 1013.8342 | 1044.7598 | 1023.8997 | 1099.6544 | 1098.1685 | 1086.1381 | 1116.7865 | 1182.0048 | 1223.4053 | 1206.2803 | 1198.2572 | 1329.3664 | 1373.8006 | 1401.9013 | 1391.6786 | 1477.0423 | 1504.8283 | 1437.4401 | 1563.9498 | 1514.7783 | 1613.0684 | 1588.7983 | 1640.1006 | 1728.8735 | 0 | 0 | 0 | 0 | 0 | 0 | 0 | 0 | 0 | 0 | 0 | 0 | 0 | 0 | 0 | 0 | 0 | 0 |  | 448.4546 | 458.3206 | 468.4036 | 478.7085 | 489.2401 | 500.0034 | 511.0034 | 522.2455 | 533.7349 | 545.4771 | 557.4776 | 569.7421 | 582.2764 | 595.0865 | 608.1784 | 621.5583 | 635.2326 | 649.2077 | 663.4903 | 678.0871 | 693.005 | 708.2511 | 723.8326 | 739.7569 | 756.0316 | 772.6643 | 789.6629 | 807.0355 | 824.7903 | 842.9356 | 861.4802 | 880.4328 | 899.8023 | 919.598 | 939.8291 | 960.5054 | 981.6365 | 1003.2325 | 1025.3036 | 1047.8603 | 1070.9132 | 1094.4733 | 1118.5517 | 1143.1598 | 1168.3094 | 1194.0122 | 1220.2804 | 0 | 0 | 0 | 0 | 0 | 0 | 0 | 0 | 0 | 0 | 0 | 0 | 0 | 0 | 0 | 0 | 0 | 0 | 0 | 0 | 0 | 0 | 0 | 0 | 0 | 0 | 0 | 0 | 0 | 0 | 0 | 0 | 0 | 0 | 0 | 0 | 0 | 0 | 0 | 0 | 0 | 0 | 0 | 0 | 0 | 0 | 0 | 0 | 0 | 0 | 0 | 0 | 0 | 0 | 0 | 0 | 0 | 0 | 0 | 0 | 0 | 0 | 0 | 0 | 0 | 0 | 0 | 0 | 0 | 0 | 0 | 0 | 0 | 0 | 0 | 0 | 0 | 0 | 0 | 0 | 0 | 0 | 0 | 0 | 0 | 0 | 0 | 0 | 0 | 0 | 0 | 0 | 0 | 0 | 0 | 0 | 0 | 0 | 0 | 0 | 0 | 0 | 0 | 0 | 0 | 0 | 0 | 0 | 0 | 0 | 0 | 0 | 0 | 0 | 0 | 0 | 0 | 0 | 0 | 0 | 0 | 0 | 0 | 0 | 0 | 0 | 0 | 0 | 0 | 0 | 0 | 0 | 0 | 0 | 0 | 0 | 0 | 0 | 0 | 0 | 0 | 0 | 0 | 0 | 0 | 0 | 0 | 0 | 0 | 0 | 0 | 0 | 0 | 0 | 0 | 0 | 0 | 0 | 0 | 0 | 0 | 0 | 0 | 0 | 0 | 0 | 0 | 0 | 0 | 0 | 0 | 0 | 0 | 0 | 0 | 0 | 0 | 0 | 0 | 0 | 0 | 0 | 0 | 0 | 0 | 0 | 0 | 0 | 0 | 0 | 0 | 0 | 0 | 0 | 0 | 0 | 0 | 0 | 0 | 0 | 0 | 0 | 0 | 0 | 0 | 0 | 0 | 0 | 0 | 0 | 0 | 0 | 0 | 0 | 0 | 0 | 0 | 0 | 0 | 0 | 0 | 0 | 0 | 0 | 0 | 0 | 0 | 0 | 0 | 0 | 0 | 0 | 0 | 0 | 0 | 0 | 0 | 0 | 0 | 0 | 0 | 0 | 0 | 0 | 0 | 0 | 0 | 0 | 0 | 0 | 0 | 0 | 0 | 0 | 0 | 0 | 0 | 0 | 0 | 0 | 0 | 0 | 0 | 0 | 0 | 0 | 0 | 0 | 0 | 0 | 0 | 0 | 0 | 0 | 0 | 0 | 0 | 0 | 0 | 0 | 0 | 0 | 0 | 0 | 0 | 0 | 0 | 0 | 0 | 0 | 0 | 0 | 0 | 0 | 0 | 0 | 0 | 0 | 0 | 0 | 0 | 0 | 0 | 0 | 0 | 0 | 0 | 0 | 0 | 0 | 0 | 0 | 0 | 0 | 0 | 0 | 0 | 0 | 0 | 0 | 0 | 0 | 0 | 0 | 0 | 0 | 0 | 0 | 0 | 0 | 0 | 0 | 0 | 0 | 0 | 0 | 0 | 0 | 0 | 0 | 0 | 0 | 0 | 0 | 0 | 0 | 0 | 0 | 0 | 0 | 0 | 0 | 0 | 0 | 0 | 0 | 0 | 0 | 0 | 0 | 0 | 0 | 0 | 0 | 0 | 0 | 0 | 0 | 0 | 0 | 0 | 0 | 0 | 0 | 0 | 0 | 0 | 0 | 0 | 0 | 0 | 0 | 0 | 0 | 0 | 0 | 0 | 0 | 0 | 0 | 0 | 0 | 0 | 0 | 0 | 0 | 0 | 0 | 0 | 0 | 0 | 0 | 0 | 0 | 0 | 0 | 0 | 0 | 0 | 0 | 0 | 0 | 0 | 0 | 0 | 1345.3303 | 1367.4946 | 1343.8107 | 1361.964 | 1399.047 | 1428.6918 | 1457.2657 | 1486.411 | 1516.1392 | 1546.462 | 1577.3912 | 1608.9391 | 1641.1178 | 1673.9402 | 1707.419 | 1741.5674 | 1776.3987 | 1811.9267 | 1848.1652 | 1885.1285 | 1922.8311 | 1961.2877 | 2000.5135 | 2040.5238 | 2081.3342 | 2122.9609 | 2165.4201 | 2208.7285 | 2252.9031 | 2297.9612 | 2343.9204 | 2395.4866 | 2448.1873 | 2502.0475 | 2557.0925 | 2613.3485 | 2670.8422 | 2729.6007 | 2789.652 | 2851.0243 | 2913.7468 | 2977.8493 | 3043.3619 | 3110.3159 | 3178.7429 | 3248.6752 | 3320.1461 | 0 | 0 | 0 | 0 | 0 | 0 | 0 | 0 | 0 | 0 | 0 | 0 | 0 | 0 | 0 | 0 | 0 | 0 | 0 |  | 149309.8049 | 154101.8944 | 158016.4804 | 160206.9527 | 164010.6151 | 168056.3621 | 171056.9739 | 174127.2201 | 180020.2818 | 184974.901 | 189166.7069 | 195198.7493 | 198747.489 | 203582.1131 | 211247.6172 | 216434.3194 | 219374.9509 | 224415.5279 | 230221.1466 | 234223.2251 | 238195.4156 | 244292.1974 | 250397.64 | 256905.7988 | 263732.2254 | 270781.5007 | 278774.2793 | 288251.5018 | 296154.701 | 303735.2461 | 310568.7232 | 316466.8606 | 324436.613 | 332013.136 | 338828.5322 | 344780.4669 | 351010.5397 | 354589.6752 | 363066.9088 | 373822.2226 | 380215.6095 | 390382.4174 | 401506.8724 | 414825.7543 | 423840.9508 | 437443.4549 | 450904.0643 | 0 | 0 | 0 | 0 | 0 | 0 | 0 | 0 | 0 | 0 | 0 | 0 | 0 | 0 | 0 | 0 | 0 | 0 | 0 |  | 4661265.4726 | 4810868.5159 | 4933076.9984 | 5001460.8055 | 5120206.39 | 5246509.5531 | 5340184.9026 | 5436034.1533 | 5620008.1738 | 5774685.1899 | 5905548.1323 | 6093860.9538 | 6204648.1737 | 6355579.0942 | 6594886.5506 | 6756808.9075 | 6848611.747 | 7005972.2602 | 7187216.419 | 7312156.3081 | 7436163.1305 | 7626497.0383 | 7817101.3222 | 8020277.9057 | 8233390.4122 | 8453459.9751 | 8702984.5329 | 8998851.5706 | 9245579.5723 | 9482234.7132 | 9695567.3286 | 9879699.8044 | 10128505.5129 | 10365035.09 | 10577803.2398 | 10763615.2014 | 10958110.2869 | 11069846.423 | 11334495.0585 | 11670262.5114 | 11869856.06 | 12187251.094 | 12534542.6727 | 12950341.5173 | 13231784.6821 | 13656437.8572 | 14076661.2563 | 0 | 0 | 0 | 0 | 0 | 0 | 0 | 0 | 0 | 0 | 0 | 0 | 0 | 0 | 0 | 0 | 0 | 0 | 0 | 1407.5213 | 1438.4867 | 1470.1335 | 1502.4764 | 1535.5309 | 1569.3126 | 1603.8374 | 1639.1219 | 1675.1825 | 1712.0365 | 1749.7014 | 1788.1948 | 1827.5351 | 1867.7408 | 1908.8311 | 1950.8254 | 1993.7436 | 2037.6059 | 2082.4333 | 2128.2468 | 2175.0682 | 2222.9197 | 2271.824 | 2321.8041 | 2372.8838 | 2425.0872 | 2478.4391 | 2532.9648 | 2588.69 | 2645.6412 | 2703.8453 | 2763.3299 | 2824.1232 | 2886.2539 | 2949.7515 | 3014.646 | 3080.9682 | 3148.7495 | 3218.022 | 3288.8185 | 3361.1725 | 3435.1183 | 3510.6909 | 3587.9261 | 3666.8605 | 3747.5314 | 3829.9771 | 0 | 0 | 0 | 0 | 0 | 0 | 0 | 0 | 0 | 0 | 0 | 0 | 0 | 0 | 0 | 0 | 0 | 0 | 0 |  | 585.2218 | 604.3915 | 644.9928 | 652.7491 | 632.7226 | 650.1605 | 684.0046 | 697.9233 | 711.8533 | 748.4419 | 776.322 | 775.4789 | 809.5967 | 783.5343 | 847.2337 | 840.8916 | 896.3138 | 875.0793 | 878.1281 | 943.4122 | 961.1699 | 996.4289 | 1046.0294 | 1012.4973 | 1038.1378 | 1102.7737 | 1082.7105 | 1108.2754 | 1149.3017 | 1218.1839 | 1192.7936 | 1195.4074 | 1254.1685 | 1331.4666 | 1329.4795 | 1414.6378 | 1443.5956 | 1475.4393 | 1432.1775 | 1560.3501 | 1495.8413 | 1644.3312 | 1564.8484 | 1704.9722 | 1681.8584 | 1705.0927 | 1778.5576 | 0 | 0 | 0 | 0 | 0 | 0 | 0 | 0 | 0 | 0 | 0 | 0 | 0 | 0 | 0 | 0 | 0 | 0 |  | 587.7423 | 577.5117 | 608.168 | 644.0952 | 646.8895 | 623.1673 | 696.7977 | 669.2858 | 730.125 | 746.8811 | 741.9948 | 782.2916 | 782.0624 | 798.2712 | 818.2182 | 844.5985 | 817.6129 | 860.289 | 895.754 | 940.8144 | 929.1802 | 985.0377 | 1018.3068 | 1043.7977 | 1004.8691 | 1066.5296 | 1097.5423 | 1116.574 | 1140.1599 | 1125.2562 | 1107.7023 | 1149.8388 | 1200.3126 | 1273.1907 | 1239.9614 | 1313.4589 | 1306.0239 | 1280.5717 | 1399.0913 | 1375.7633 | 1478.9656 | 1455.1263 | 1474.5256 | 1488.4755 | 1544.8477 | 1570.8362 | 1659.6363 | 0 | 0 | 0 | 0 | 0 | 0 | 0 | 0 | 0 | 0 | 0 | 0 | 0 | 0 | 0 | 0 | 0 | 0 |  | 560.5848 | 609.709 | 598.6282 | 594.2941 | 624.1171 | 638.3988 | 628.6459 | 655.7048 | 701.6163 | 689.9959 | 700.9209 | 734.9395 | 748.5897 | 784.0183 | 818.7604 | 843.8085 | 804.6064 | 868.5602 | 869.4272 | 865.7578 | 913.7426 | 953.2572 | 949.8331 | 963.1405 | 987.3582 | 1019.8737 | 996.9165 | 1059.5976 | 1016.595 | 1072.0873 | 1142.7311 | 1160.9288 | 1201.2124 | 1174.814 | 1254.5283 | 1216.0174 | 1276.1028 | 1378.1597 | 1330.8678 | 1389.5995 | 1402.1917 | 1449.6278 | 1514.8324 | 1528.8703 | 1559.3103 | 1615.5597 | 1644.7142 | 0 | 0 | 0 | 0 | 0 | 0 | 0 | 0 | 0 | 0 | 0 | 0 | 0 | 0 | 0 | 0 | 0 | 0
OH-3PH | 1.627% | 1.559% | TH-G16 | White River Jct | 203723 | 203723: RTE 113 L1 Start at P.156 | 618564 | 619011 | 3PH | OH | 0.8 | Zone 2 | 830 | 587651 |  |  |  |  | 815701.3473 |  | 675211.5747 | 140489.7726 | 6360.1097 | 20034.099 | 0 | 93465.3675 | 2917871.9409 | 0 | 0 | 13475.918 | 6199.3276 | 6396.9591 | 6567.4153 | 15036.4786 |  |  |  | 63578.2214 | 62021.8887 | 60252.7037 | 58559.2932 | 56935.9852 | 55377.5436 | 53879.0964 | 52436.1347 | 51024.1519 | 49616.605 | 48209.0582 | 46801.5113 | 45393.9645 | 43986.4176 | 42578.8707 | 41171.3239 | 39763.777 | 38356.2302 | 36948.6833 | 35541.1365 | 34295.8287 | 33374.9262 | 32616.2628 | 31857.5995 | 31098.9361 | 30340.2727 | 29581.6093 | 28822.946 | 28064.2826 | 27305.6192 | 26546.9558 | 25788.2925 | 25029.6291 | 24270.9657 | 23512.3023 | 22753.639 | 21994.9756 | 21236.3122 | 20477.6488 | 19718.9855 | 18960.3221 | 18201.6587 | 17442.9953 | 16684.3319 | 15925.6686 | 15167.0052 | 14408.3418 | 13649.6784 | 12891.0151 | 12132.3517 | [16 empty] | 9490.5637 | 9490.5637 | 9490.5637 | 9490.5637 | 9490.5637 | 9490.5637 | 9490.5637 | 9490.5637 | 9490.5637 | 9490.5637 | 9490.5637 | 9490.5637 | 9490.5637 | 9490.5637 | 9490.5637 | 9490.5637 | 9490.5637 | 9490.5637 | 9490.5637 | 9490.5637 | 9490.5637 | 9490.5637 | 9490.5637 | 9490.5637 | 9490.5637 | 9490.5637 | 9490.5637 | 9490.5637 | 9490.5637 | 9490.5637 | 9490.5637 | 9490.5637 | 9490.5637 | 9490.5637 | 9490.5637 | 9490.5637 | 9490.5637 | 9490.5637 | 9490.5637 | 9490.5637 | 9490.5637 | 9490.5637 | 9490.5637 | 9490.5637 | 9490.5637 | 9490.5637 | 9490.5637 | 9490.5637 | 9490.5637 | 9490.5637 | [16 empty] | 300.7176 | 318.8775 | 311.717 | 342.5224 | 352.447 | 359.9182 | 349.1766 | 352.2595 | 365.3249 | 392.3063 | 383.4602 | 384.6368 | 429.9423 | 423.3491 | 414.4835 | 426.0124 | 443.9093 | 453.7045 | 474.2545 | 470.299 | 490.0078 | 516.6977 | 523.949 | 540.7116 | 557.2052 | 546.0798 | 586.4824 | 585.6899 | 579.2737 | 595.6195 | 630.4026 | 652.4828 | 643.3495 | 639.0705 | 708.9954 | 732.6936 | 747.6807 | 742.2286 | 787.7559 | 802.5751 | 766.6347 | 834.1066 | 807.8818 | 860.3031 | 847.3591 | 874.7203 | 922.0659 | 0 | 0 | 0 | 0 | 0 | 0 | 0 | 0 | 0 | 0 | 0 | 0 | 0 | 0 | 0 | 0 | 0 | 0 |  | 1000.1782 | 1022.1821 | 1044.6701 | 1067.6528 | 1091.1412 | 1115.1463 | 1139.6795 | 1164.7525 | 1190.377 | 1216.5653 | 1243.3298 | 1270.683 | 1298.638 | 1327.2081 | 1356.4067 | 1386.2476 | 1416.7451 | 1447.9134 | 1479.7675 | 1512.3224 | 1545.5935 | 1579.5966 | 1614.3477 | 1649.8634 | 1686.1603 | 1723.2559 | 1761.1675 | 1799.9132 | 1839.5113 | 1879.9805 | 1921.3401 | 1963.6096 | 2006.809 | 2050.9588 | 2096.0799 | 2142.1936 | 2189.3219 | 2237.487 | 2286.7117 | 2337.0194 | 2388.4338 | 2440.9793 | 2494.6809 | 2549.5638 | 2605.6543 | 2662.9786 | 2721.5642 | 0 | 0 | 0 | 0 | 0 | 0 | 0 | 0 | 0 | 0 | 0 | 0 | 0 | 0 | 0 | 0 | 0 | 0 | 0 | 0 | 0 | 0 | 0 | 0 | 0 | 0 | 0 | 0 | 0 | 0 | 0 | 0 | 0 | 0 | 0 | 0 | 0 | 0 | 0 | 0 | 0 | 0 | 0 | 0 | 0 | 0 | 0 | 0 | 0 | 0 | 0 | 0 | 0 | 0 | 0 | 0 | 0 | 0 | 0 | 0 | 0 | 0 | 0 | 0 | 0 | 0 | 0 | 0 | 0 | 0 | 0 | 0 | 0 | 0 | 0 | 0 | 0 | 0 | 0 | 0 | 0 | 0 | 0 | 0 | 0 | 0 | 0 | 0 | 0 | 0 | 0 | 0 | 0 | 0 | 0 | 0 | 0 | 0 | 0 | 0 | 0 | 0 | 0 | 0 | 0 | 0 | 0 | 0 | 0 | 0 | 0 | 0 | 0 | 0 | 0 | 0 | 0 | 0 | 0 | 0 | 0 | 0 | 0 | 0 | 0 | 0 | 0 | 0 | 0 | 0 | 0 | 0 | 0 | 0 | 0 | 0 | 0 | 0 | 0 | 0 | 0 | 0 | 0 | 0 | 0 | 0 | 0 | 0 | 0 | 0 | 0 | 0 | 0 | 0 | 0 | 0 | 0 | 0 | 0 | 0 | 0 | 0 | 0 | 0 | 0 | 0 | 0 | 0 | 0 | 0 | 0 | 0 | 0 | 0 | 0 | 0 | 0 | 0 | 0 | 0 | 0 | 0 | 0 | 0 | 0 | 0 | 0 | 0 | 0 | 0 | 0 | 0 | 0 | 0 | 0 | 0 | 0 | 0 | 0 | 0 | 0 | 0 | 0 | 0 | 0 | 0 | 0 | 0 | 0 | 0 | 0 | 0 | 0 | 0 | 0 | 0 | 0 | 0 | 0 | 0 | 0 | 0 | 0 | 0 | 0 | 0 | 0 | 0 | 0 | 0 | 0 | 0 | 0 | 0 | 0 | 0 | 0 | 0 | 0 | 0 | 0 | 0 | 0 | 0 | 0 | 0 | 0 | 0 | 0 | 0 | 0 | 0 | 0 | 0 | 0 | 0 | 0 | 0 | 0 | 0 | 0 | 0 | 0 | 0 | 0 | 0 | 0 | 0 | 0 | 0 | 0 | 0 | 0 | 0 | 0 | 0 | 0 | 0 | 0 | 0 | 0 | 0 | 0 | 0 | 0 | 0 | 0 | 0 | 0 | 0 | 0 | 0 | 0 | 0 | 0 | 0 | 0 | 0 | 0 | 0 | 0 | 0 | 0 | 0 | 0 | 0 | 0 | 0 | 0 | 0 | 0 | 0 | 0 | 0 | 0 | 0 | 0 | 0 | 0 | 0 | 0 | 0 | 0 | 0 | 0 | 0 | 0 | 0 | 0 | 0 | 0 | 0 | 0 | 0 | 0 | 0 | 0 | 0 | 0 | 0 | 0 | 0 | 0 | 0 | 0 | 0 | 0 | 0 | 0 | 0 | 0 | 0 | 0 | 0 | 0 | 0 | 0 | 0 | 0 | 0 | 0 | 0 | 0 | 0 | 0 | 0 | 0 | 0 | 0 | 0 | 0 | 0 | 0 | 0 | 0 | 0 | 0 | 0 | 0 | 0 | 0 | 0 | 0 | 0 | 0 | 0 | 0 | 0 | 0 | 0 | 0 | 0 | 0 | 0 | 0 | 0 | 0 | 0 | 0 | 0 | 0 | 0 | 0 | 0 | 0 | 0 | 0 | 0 | 0 | 0 | 0 | 0 | 0 | 0 | 0 | 717.5095 | 729.3305 | 716.699 | 726.3808 | 746.1584 | 761.969 | 777.2084 | 792.7525 | 808.6076 | 824.7797 | 841.2753 | 858.1008 | 875.2628 | 892.7681 | 910.6235 | 928.8359 | 947.4127 | 966.3609 | 985.6881 | 1005.4019 | 1025.5099 | 1046.0201 | 1066.9405 | 1088.2793 | 1110.0449 | 1132.2458 | 1154.8907 | 1177.9886 | 1201.5483 | 1225.5793 | 1250.0909 | 1277.5929 | 1305.6999 | 1334.4253 | 1363.7827 | 1393.7859 | 1424.4492 | 1455.7871 | 1487.8144 | 1520.5463 | 1553.9983 | 1588.1863 | 1623.1264 | 1658.8352 | 1695.3295 | 1732.6268 | 1770.7446 | 0 | 0 | 0 | 0 | 0 | 0 | 0 | 0 | 0 | 0 | 0 | 0 | 0 | 0 | 0 | 0 | 0 | 0 | 0 |  | 0 | 0 | 0 | 0 | 0 | 0 | 0 | 0 | 0 | 0 | 0 | 0 | 0 | 0 | 0 | 0 | 0 | 0 | 0 | 0 | 0 | 0 | 0 | 0 | 0 | 0 | 0 | 0 | 0 | 0 | 0 | 0 | 0 | 0 | 0 | 0 | 0 | 0 | 0 | 0 | 0 | 0 | 0 | 0 | 0 | 0 | 0 | 0 | 0 | 0 | 0 | 0 | 0 | 0 | 0 | 0 | 0 | 0 | 0 | 0 | 0 | 0 | 0 | 0 | 0 | 0 |  | 0 | 0 | 0 | 0 | 0 | 0 | 0 | 0 | 0 | 0 | 0 | 0 | 0 | 0 | 0 | 0 | 0 | 0 | 0 | 0 | 0 | 0 | 0 | 0 | 0 | 0 | 0 | 0 | 0 | 0 | 0 | 0 | 0 | 0 | 0 | 0 | 0 | 0 | 0 | 0 | 0 | 0 | 0 | 0 | 0 | 0 | 0 | 0 | 0 | 0 | 0 | 0 | 0 | 0 | 0 | 0 | 0 | 0 | 0 | 0 | 0 | 0 | 0 | 0 | 0 | 0 | 750.678 | 767.1929 | 784.0712 | 801.3207 | 818.9498 | 836.9667 | 855.38 | 874.1983 | 893.4307 | 913.0862 | 933.1741 | 953.7039 | 974.6854 | 996.1284 | 1018.0433 | 1040.4402 | 1063.3299 | 1086.7232 | 1110.6311 | 1135.065 | 1160.0364 | 1185.5572 | 1211.6395 | 1238.2955 | 1265.538 | 1293.3799 | 1321.8342 | 1350.9146 | 1380.6347 | 1411.0086 | 1442.0508 | 1473.776 | 1506.199 | 1539.3354 | 1573.2008 | 1607.8112 | 1643.1831 | 1679.3331 | 1716.2784 | 1754.0365 | 1792.6253 | 1832.0631 | 1872.3685 | 1913.5606 | 1955.6589 | 1998.6834 | 2042.6544 | 0 | 0 | 0 | 0 | 0 | 0 | 0 | 0 | 0 | 0 | 0 | 0 | 0 | 0 | 0 | 0 | 0 | 0 | 0 |  | 312.1183 | 322.3421 | 343.9962 | 348.1329 | 337.4521 | 346.7523 | 364.8024 | 372.2257 | 379.6551 | 399.169 | 414.0384 | 413.5887 | 431.7849 | 417.885 | 451.858 | 448.4755 | 478.034 | 466.709 | 468.335 | 503.1532 | 512.6239 | 531.4288 | 557.8824 | 539.9986 | 553.6735 | 588.146 | 577.4456 | 591.0802 | 612.9609 | 649.6981 | 636.1566 | 637.5506 | 668.8899 | 710.1155 | 709.0557 | 754.4735 | 769.9177 | 786.901 | 763.828 | 832.1867 | 797.782 | 876.9766 | 834.5858 | 909.3185 | 896.9911 | 909.3828 | 948.564 | 0 | 0 | 0 | 0 | 0 | 0 | 0 | 0 | 0 | 0 | 0 | 0 | 0 | 0 | 0 | 0 | 0 | 0 |  | 313.4626 | 308.0063 | 324.3563 | 343.5175 | 345.0077 | 332.3559 | 371.6254 | 356.9524 | 389.4 | 398.3366 | 395.7305 | 417.2222 | 417.0999 | 425.7446 | 436.383 | 450.4525 | 436.0602 | 458.8208 | 477.7355 | 501.7677 | 495.5628 | 525.3534 | 543.097 | 556.6921 | 535.9302 | 568.8158 | 585.3559 | 595.5061 | 608.0853 | 600.1366 | 590.7745 | 613.2474 | 640.1667 | 679.0351 | 661.3127 | 700.5114 | 696.5461 | 682.9716 | 746.182 | 733.7404 | 788.7817 | 776.0674 | 786.4136 | 793.8536 | 823.9188 | 837.7793 | 885.1393 | 0 | 0 | 0 | 0 | 0 | 0 | 0 | 0 | 0 | 0 | 0 | 0 | 0 | 0 | 0 | 0 | 0 | 0 |  | 298.9786 | 325.1781 | 319.2684 | 316.9569 | 332.8624 | 340.4794 | 335.2778 | 349.7092 | 374.1953 | 367.9978 | 373.8245 | 391.9677 | 399.2479 | 418.1431 | 436.6722 | 450.0312 | 429.1234 | 463.2321 | 463.6945 | 461.7375 | 487.3294 | 508.4038 | 506.5776 | 513.6749 | 526.591 | 543.9326 | 531.6888 | 565.1187 | 542.184 | 571.7799 | 609.4566 | 619.162 | 640.6466 | 626.5675 | 669.0818 | 648.5426 | 680.5882 | 735.0185 | 709.7962 | 741.1198 | 747.8355 | 773.1348 | 807.9106 | 815.3975 | 831.6321 | 861.6318 | 877.1809 | 0 | 0 | 0 | 0 | 0 | 0 | 0 | 0 | 0 | 0 | 0 | 0 | 0 | 0 | 0 | 0 | 0 | 0
OH-3PH | 4.407% | 4.189% | TH-G16 | White River Jct | 203724 | 203724: RTE 113 L1 P.217 | 653643 | 619011 | 3PH | OH | 2.15 | Zone 1 | 746 | 1591909 | Main line backs up EL-G40 | 1005 Customers on the EL-G40 and 1010 on the TH-G16 | EL-G41 | 722 | 2209682.8153 |  | 1829105.0006 | 380577.8146 | 17092.7948 | 54480.9405 | 0 | 254170.7082 | 7934891.7978 | 461950.1805 | 14421507.1981 | 36216.5296 | 16660.6928 | 17191.8276 | 17649.9285 | 40410.5361 |  |  |  | 172229.3382 | 168013.3325 | 163220.7233 | 158633.3826 | 154235.9448 | 150014.2263 | 145955.0284 | 142046.1375 | 138221.1663 | 134408.2119 | 130595.2574 | 126782.3029 | 122969.3484 | 119156.394 | 115343.4395 | 111530.485 | 107717.5305 | 103904.576 | 100091.6216 | 96278.6671 | 92905.2078 | 90410.542 | 88355.3714 | 86300.2008 | 84245.0302 | 82189.8596 | 80134.689 | 78079.5184 | 76024.3478 | 73969.1772 | 71914.0066 | 69858.836 | 67803.6655 | 65748.4949 | 63693.3243 | 61638.1537 | 59582.9831 | 57527.8125 | 55472.6419 | 53417.4713 | 51362.3007 | 49307.1301 | 47251.9595 | 45196.7889 | 43141.6183 | 41086.4477 | 39031.2771 | 36976.1065 | 34920.9359 | 32865.7653 | [16 empty] | 25709.3304 | 25709.3304 | 25709.3304 | 25709.3304 | 25709.3304 | 25709.3304 | 25709.3304 | 25709.3304 | 25709.3304 | 25709.3304 | 25709.3304 | 25709.3304 | 25709.3304 | 25709.3304 | 25709.3304 | 25709.3304 | 25709.3304 | 25709.3304 | 25709.3304 | 25709.3304 | 25709.3304 | 25709.3304 | 25709.3304 | 25709.3304 | 25709.3304 | 25709.3304 | 25709.3304 | 25709.3304 | 25709.3304 | 25709.3304 | 25709.3304 | 25709.3304 | 25709.3304 | 25709.3304 | 25709.3304 | 25709.3304 | 25709.3304 | 25709.3304 | 25709.3304 | 25709.3304 | 25709.3304 | 25709.3304 | 25709.3304 | 25709.3304 | 25709.3304 | 25709.3304 | 25709.3304 | 25709.3304 | 25709.3304 | 25709.3304 | [16 empty] | 808.1785 | 856.9832 | 837.7395 | 920.529 | 947.2014 | 967.28 | 938.412 | 946.6975 | 981.8108 | 1054.3233 | 1030.5493 | 1033.7115 | 1155.4699 | 1137.7506 | 1113.9245 | 1144.9084 | 1193.0061 | 1219.3307 | 1274.559 | 1263.9286 | 1316.8959 | 1388.6251 | 1408.1128 | 1453.1624 | 1497.489 | 1467.5896 | 1576.1714 | 1574.0415 | 1556.7979 | 1600.7273 | 1694.2069 | 1753.5476 | 1729.0018 | 1717.502 | 1905.4251 | 1969.1142 | 2009.3919 | 1994.7393 | 2117.0939 | 2156.9206 | 2060.3308 | 2241.6614 | 2171.1823 | 2312.0647 | 2277.2776 | 2350.8108 | 2478.052 | 0 | 0 | 0 | 0 | 0 | 0 | 0 | 0 | 0 | 0 | 0 | 0 | 0 | 0 | 0 | 0 | 0 | 0 |  | 2719.8951 | 2779.7328 | 2840.8869 | 2903.3864 | 2967.2609 | 3032.5407 | 3099.2566 | 3167.4402 | 3237.1239 | 3308.3406 | 3381.1241 | 3455.5088 | 3531.53 | 3609.2237 | 3688.6266 | 3769.7764 | 3852.7115 | 3937.4711 | 4024.0955 | 4112.6256 | 4203.1034 | 4295.5716 | 4390.0742 | 4486.6558 | 4585.3623 | 4686.2402 | 4789.3375 | 4894.703 | 5002.3864 | 5112.4389 | 5224.9126 | 5339.8607 | 5457.3376 | 5577.399 | 5700.1018 | 5825.504 | 5953.6651 | 6084.6458 | 6218.508 | 6355.3151 | 6495.1321 | 6638.025 | 6784.0615 | 6933.3109 | 7085.8437 | 7241.7323 | 7401.0504 | 0 | 0 | 0 | 0 | 0 | 0 | 0 | 0 | 0 | 0 | 0 | 0 | 0 | 0 | 0 | 0 | 0 | 0 | 0 | 0 | 0 | 0 | 0 | 0 | 0 | 0 | 0 | 0 | 0 | 0 | 0 | 0 | 0 | 0 | 0 | 0 | 0 | 0 | 0 | 0 | 0 | 0 | 0 | 0 | 0 | 0 | 0 | 0 | 0 | 0 | 0 | 0 | 0 | 0 | 0 | 0 | 0 | 0 | 0 | 0 | 0 | 0 | 0 | 0 | 0 | 0 | 0 | 0 | 0 | 0 | 0 | 0 | 0 | 0 | 0 | 0 | 0 | 0 | 0 | 0 | 0 | 0 | 0 | 0 | 0 | 0 | 0 | 0 | 0 | 0 | 0 | 0 | 0 | 0 | 0 | 0 | 0 | 0 | 0 | 0 | 0 | 0 | 0 | 0 | 0 | 0 | 0 | 0 | 0 | 0 | 0 | 0 | 0 | 0 | 0 | 0 | 0 | 0 | 0 | 0 | 0 | 0 | 0 | 0 | 0 | 0 | 0 | 0 | 0 | 0 | 0 | 0 | 0 | 0 | 0 | 0 | 0 | 0 | 0 | 0 | 0 | 0 | 0 | 0 | 0 | 0 | 0 | 0 | 0 | 0 | 0 | 0 | 0 | 0 | 0 | 0 | 0 | 0 | 0 | 0 | 0 | 0 | 0 | 0 | 0 | 0 | 0 | 0 | 0 | 0 | 0 | 0 | 0 | 0 | 0 | 0 | 0 | 0 | 0 | 0 | 0 | 0 | 0 | 0 | 0 | 0 | 0 | 0 | 0 | 0 | 0 | 0 | 0 | 0 | 0 | 0 | 0 | 0 | 0 | 0 | 0 | 0 | 0 | 0 | 0 | 0 | 0 | 0 | 0 | 0 | 0 | 0 | 0 | 0 | 0 | 0 | 0 | 0 | 0 | 0 | 0 | 0 | 0 | 0 | 0 | 0 | 0 | 0 | 0 | 0 | 0 | 0 | 0 | 0 | 0 | 0 | 0 | 0 | 0 | 0 | 0 | 0 | 0 | 0 | 0 | 0 | 0 | 0 | 0 | 0 | 0 | 0 | 0 | 0 | 0 | 0 | 0 | 0 | 0 | 0 | 0 | 0 | 0 | 0 | 0 | 0 | 0 | 0 | 0 | 0 | 0 | 0 | 0 | 0 | 0 | 0 | 0 | 0 | 0 | 0 | 0 | 0 | 0 | 0 | 0 | 0 | 0 | 0 | 0 | 0 | 0 | 0 | 0 | 0 | 0 | 0 | 0 | 0 | 0 | 0 | 0 | 0 | 0 | 0 | 0 | 0 | 0 | 0 | 0 | 0 | 0 | 0 | 0 | 0 | 0 | 0 | 0 | 0 | 0 | 0 | 0 | 0 | 0 | 0 | 0 | 0 | 0 | 0 | 0 | 0 | 0 | 0 | 0 | 0 | 0 | 0 | 0 | 0 | 0 | 0 | 0 | 0 | 0 | 0 | 0 | 0 | 0 | 0 | 0 | 0 | 0 | 0 | 0 | 0 | 0 | 0 | 0 | 0 | 0 | 0 | 0 | 0 | 0 | 0 | 0 | 0 | 0 | 0 | 0 | 0 | 0 | 0 | 0 | 0 | 0 | 0 | 0 | 0 | 0 | 0 | 0 | 0 | 0 | 0 | 0 | 0 | 0 | 0 | 0 | 0 | 0 | 0 | 0 | 0 | 0 | 0 | 0 | 0 | 0 | 0 | 0 | 0 | 0 | 0 | 0 | 0 | 0 | 0 | 0 | 0 | 0 | 0 | 0 | 0 | 0 | 1928.3068 | 1960.0757 | 1926.1287 | 1952.1483 | 2005.3007 | 2047.7916 | 2088.7475 | 2130.5224 | 2173.1329 | 2216.5955 | 2260.9274 | 2306.146 | 2352.2689 | 2399.3143 | 2447.3006 | 2496.2466 | 2546.1715 | 2597.0949 | 2649.0368 | 2702.0176 | 2756.0579 | 2811.1791 | 2867.4027 | 2924.7507 | 2983.2457 | 3042.9106 | 3103.7689 | 3165.8442 | 3229.1611 | 3293.7443 | 3359.6192 | 3433.5308 | 3509.0685 | 3586.268 | 3665.1659 | 3745.7996 | 3828.2072 | 3912.4277 | 3998.5011 | 4086.4682 | 4176.3705 | 4268.2506 | 4362.1521 | 4458.1195 | 4556.1981 | 4656.4345 | 4758.876 | 0 | 0 | 0 | 0 | 0 | 0 | 0 | 0 | 0 | 0 | 0 | 0 | 0 | 0 | 0 | 0 | 0 | 0 | 0 |  | 23062.3044 | 23569.6751 | 24088.2079 | 24618.1485 | 25159.7477 | 25713.2622 | 26278.954 | 26857.091 | 27447.947 | 28051.8018 | 28668.9414 | 29299.6581 | 29944.2506 | 30603.0241 | 31276.2907 | 31964.3691 | 32667.5852 | 33386.272 | 34120.77 | 34871.427 | 35638.5984 | 36422.6475 | 37223.9458 | 38042.8726 | 38879.8158 | 39735.1717 | 40609.3455 | 41502.7511 | 42415.8116 | 43348.9595 | 44302.6366 | 45277.2946 | 46273.3951 | 47291.4098 | 48331.8208 | 49395.1208 | 50481.8135 | 51592.4134 | 52727.4465 | 53887.4503 | 55072.9742 | 56284.5797 | 57522.8404 | 58788.3429 | 60081.6864 | 61403.4835 | 62754.3602 | 0 | 0 | 0 | 0 | 0 | 0 | 0 | 0 | 0 | 0 | 0 | 0 | 0 | 0 | 0 | 0 | 0 | 0 | 0 |  | 719976.3142 | 735815.7931 | 752003.7406 | 768547.8229 | 785455.875 | 802735.9042 | 820396.0941 | 838444.8082 | 856890.594 | 875742.187 | 895008.5151 | 914698.7025 | 934822.0739 | 955388.1595 | 976406.6991 | 997887.6464 | 1019841.1747 | 1042277.6805 | 1065207.7895 | 1088642.3608 | 1112592.4928 | 1137069.5276 | 1162085.0572 | 1187650.9285 | 1213779.2489 | 1240482.3924 | 1267773.005 | 1295664.0111 | 1324168.6194 | 1353300.329 | 1383072.9362 | 1413500.5408 | 1444597.5527 | 1476378.6989 | 1508859.0303 | 1542053.9289 | 1575979.1154 | 1610650.6559 | 1646084.9703 | 1682298.8397 | 1719309.4142 | 1757134.2213 | 1795791.1741 | 1835298.58 | 1875675.1487 | 1916940.002 | 1959112.6821 | 0 | 0 | 0 | 0 | 0 | 0 | 0 | 0 | 0 | 0 | 0 | 0 | 0 | 0 | 0 | 0 | 0 | 0 | 0 | 2017.4472 | 2061.831 | 2107.1913 | 2153.5495 | 2200.9276 | 2249.348 | 2298.8336 | 2349.408 | 2401.095 | 2453.9191 | 2507.9053 | 2563.0792 | 2619.4669 | 2677.0952 | 2735.9913 | 2796.1831 | 2857.6991 | 2920.5685 | 2984.821 | 3050.4871 | 3117.5978 | 3186.185 | 3256.281 | 3327.9192 | 3401.1334 | 3475.9584 | 3552.4294 | 3630.5829 | 3710.4557 | 3792.0857 | 3875.5116 | 3960.7729 | 4047.9099 | 4136.9639 | 4227.9771 | 4320.9926 | 4416.0544 | 4513.2076 | 4612.4982 | 4713.9732 | 4817.6806 | 4923.6696 | 5031.9903 | 5142.6941 | 5255.8333 | 5371.4617 | 5489.6338 | 0 | 0 | 0 | 0 | 0 | 0 | 0 | 0 | 0 | 0 | 0 | 0 | 0 | 0 | 0 | 0 | 0 | 0 | 0 |  | 838.818 | 866.2945 | 924.4897 | 935.6071 | 906.9024 | 931.8967 | 980.4065 | 1000.3567 | 1020.323 | 1072.7667 | 1112.7282 | 1111.5198 | 1160.4219 | 1123.0658 | 1214.3684 | 1205.278 | 1284.7164 | 1254.2804 | 1258.6503 | 1352.2241 | 1377.6768 | 1428.2148 | 1499.3088 | 1451.2461 | 1487.9975 | 1580.6423 | 1551.8851 | 1588.5281 | 1647.3325 | 1746.0635 | 1709.6708 | 1713.4173 | 1797.6416 | 1908.4354 | 1905.5872 | 2027.6476 | 2069.1537 | 2114.7963 | 2052.7877 | 2236.5018 | 2144.0392 | 2356.8747 | 2242.9494 | 2443.7934 | 2410.6637 | 2443.9662 | 2549.2658 | 0 | 0 | 0 | 0 | 0 | 0 | 0 | 0 | 0 | 0 | 0 | 0 | 0 | 0 | 0 | 0 | 0 | 0 |  | 842.4307 | 827.7668 | 871.7075 | 923.2032 | 927.2082 | 893.2065 | 998.7433 | 959.3096 | 1046.5125 | 1070.5295 | 1063.5258 | 1121.2846 | 1120.9561 | 1144.1887 | 1172.7794 | 1210.5911 | 1171.9118 | 1233.0808 | 1283.914 | 1348.5006 | 1331.8249 | 1411.8873 | 1459.5731 | 1496.1101 | 1440.3124 | 1528.6924 | 1573.144 | 1600.4228 | 1634.2291 | 1612.8672 | 1587.7066 | 1648.1023 | 1720.448 | 1824.9067 | 1777.278 | 1882.6244 | 1871.9676 | 1835.4862 | 2005.3642 | 1971.9274 | 2119.8507 | 2085.6811 | 2113.4866 | 2133.4816 | 2214.2817 | 2251.5319 | 2378.812 | 0 | 0 | 0 | 0 | 0 | 0 | 0 | 0 | 0 | 0 | 0 | 0 | 0 | 0 | 0 | 0 | 0 | 0 |  | 803.5049 | 873.9162 | 858.0338 | 851.8216 | 894.5678 | 915.0383 | 901.0591 | 939.8435 | 1005.65 | 988.9941 | 1004.6533 | 1053.4133 | 1072.9786 | 1123.7596 | 1173.5566 | 1209.4588 | 1153.2692 | 1244.9363 | 1246.179 | 1240.9195 | 1309.6978 | 1366.3353 | 1361.4274 | 1380.5014 | 1415.2133 | 1461.8189 | 1428.9136 | 1518.7565 | 1457.1195 | 1536.6585 | 1637.9146 | 1663.9979 | 1721.7378 | 1683.9001 | 1798.1572 | 1742.9583 | 1829.0807 | 1975.3623 | 1907.5772 | 1991.7594 | 2009.808 | 2077.7998 | 2171.2597 | 2191.3807 | 2235.0114 | 2315.6356 | 2357.4236 | 0 | 0 | 0 | 0 | 0 | 0 | 0 | 0 | 0 | 0 | 0 | 0 | 0 | 0 | 0 | 0 | 0 | 0
UG-1PH | 4.372% | 4.536% | TH-G16 | White River Jct | 203725 | 203725: Tucker Hill L1 294–333 | 618564 | 0 | 1PH | UG | 2.25 | Zone 3 | 293 | 1304735 |  |  |  |  | 1811064.8963 |  | 1499141.7933 | 311923.103 | 3778.1088 | 14450.6411 | 20160.0525 | 67745.9073 | 2114942.543 | 0 | 0 | 9208.1689 | 3677.4307 | 3788.5528 | 3896.6746 | 69713.3678 |  |  |  | 141159.8562 | 137704.4011 | 133776.3594 | 130016.5565 | 126412.3988 | 122952.2614 | 119625.3266 | 116421.5839 | 113286.6222 | 110161.5094 | 107036.3966 | 103911.2839 | 100786.1711 | 97661.0583 | 94535.9455 | 91410.8327 | 88285.72 | 85160.6072 | 82035.4944 | 78910.3816 | 76145.4809 | 74100.8428 | 72416.4167 | 70731.9907 | 69047.5646 | 67363.1385 | 65678.7125 | 63994.2864 | 62309.8604 | 60625.4343 | 58941.0082 | 57256.5822 | 55572.1561 | 53887.73 | 52203.304 | 50518.8779 | 48834.4518 | 47150.0258 | 45465.5997 | 43781.1737 | 42096.7476 | 40412.3215 | 38727.8955 | 37043.4694 | 35359.0433 | 33674.6173 | 31990.1912 | 30305.7652 | 28621.3391 | 26936.913 | [16 empty] | 21071.4703 | 21071.4703 | 21071.4703 | 21071.4703 | 21071.4703 | 21071.4703 | 21071.4703 | 21071.4703 | 21071.4703 | 21071.4703 | 21071.4703 | 21071.4703 | 21071.4703 | 21071.4703 | 21071.4703 | 21071.4703 | 21071.4703 | 21071.4703 | 21071.4703 | 21071.4703 | 21071.4703 | 21071.4703 | 21071.4703 | 21071.4703 | 21071.4703 | 21071.4703 | 21071.4703 | 21071.4703 | 21071.4703 | 21071.4703 | 21071.4703 | 21071.4703 | 21071.4703 | 21071.4703 | 21071.4703 | 21071.4703 | 21071.4703 | 21071.4703 | 21071.4703 | 21071.4703 | 21071.4703 | 21071.4703 | 21071.4703 | 21071.4703 | 21071.4703 | 21071.4703 | 21071.4703 | 21071.4703 | 21071.4703 | 21071.4703 | [16 empty] | 169.1536 | 179.3686 | 175.3408 | 192.6689 | 198.2515 | 202.454 | 196.4118 | 198.146 | 205.4953 | 220.6723 | 215.6964 | 216.3582 | 241.8425 | 238.1339 | 233.147 | 239.632 | 249.699 | 255.2088 | 266.7682 | 264.5432 | 275.6294 | 290.6425 | 294.7213 | 304.1503 | 313.4279 | 307.1699 | 329.8963 | 329.4505 | 325.8414 | 335.036 | 354.6014 | 367.0216 | 361.8841 | 359.4772 | 398.8099 | 412.1402 | 420.5704 | 417.5036 | 443.1127 | 451.4485 | 431.232 | 469.1849 | 454.4335 | 483.9205 | 476.6395 | 492.0302 | 518.662 | 517.447 | 556.9478 | 548.7654 | 562.1927 | 554.1854 | 569.4809 | 595.302 | 640.012 | 638.3764 | 0 | 0 | 0 | 0 | 0 | 0 | 0 | 0 | 0 |  | 685.1999 | 700.2743 | 715.6804 | 731.4253 | 747.5167 | 763.9621 | 780.7692 | 797.9462 | 815.501 | 833.442 | 851.7777 | 870.5168 | 889.6682 | 909.2409 | 929.2442 | 949.6876 | 970.5807 | 991.9335 | 1013.756 | 1036.0586 | 1058.8519 | 1082.1467 | 1105.9539 | 1130.2849 | 1155.1511 | 1180.5645 | 1206.5369 | 1233.0807 | 1260.2085 | 1287.9331 | 1316.2676 | 1345.2255 | 1374.8204 | 1405.0665 | 1435.978 | 1467.5695 | 1499.856 | 1532.8528 | 1566.5756 | 1601.0403 | 1636.2631 | 1672.2609 | 1709.0507 | 1746.6498 | 1785.0761 | 1824.3478 | 1864.4834 | 1905.502 | 1947.4231 | 1990.2664 | 2034.0522 | 2078.8014 | 2124.535 | 2171.2748 | 2219.0428 | 2267.8618 | 0 | 0 | 0 | 0 | 0 | 0 | 0 | 0 | 0 | 0 | 75.9854 | 77.6571 | 79.3656 | 81.1116 | 82.8961 | 84.7198 | 86.5836 | 88.4884 | 90.4352 | 92.4248 | 94.4581 | 96.5362 | 98.66 | 100.8305 | 103.0488 | 105.3159 | 107.6328 | 110.0007 | 112.4207 | 114.894 | 117.4217 | 120.0049 | 122.645 | 125.3432 | 128.1008 | 130.919 | 133.7992 | 136.7428 | 139.7512 | 142.8257 | 145.9678 | 149.1791 | 152.4611 | 155.8152 | 159.2432 | 162.7465 | 166.3269 | 169.9861 | 173.7258 | 177.5478 | 181.4538 | 185.4458 | 189.5256 | 193.6952 | 197.9565 | 202.3115 | 206.7624 | 211.3112 | 215.96 | 220.7111 | 225.5668 | 230.5292 | 235.6009 | 240.7841 | 246.0813 | 251.4951 | 0 | 0 | 0 | 0 | 0 | 0 | 0 | 0 | 0 | 0 | 303.5119 | 310.1892 | 317.0134 | 323.9877 | 331.1154 | 338.3999 | 345.8447 | 353.4533 | 361.2293 | 369.1763 | 377.2982 | 385.5988 | 394.0819 | 402.7517 | 411.6123 | 420.6678 | 429.9224 | 439.3807 | 449.0471 | 458.9261 | 469.0225 | 479.341 | 489.8865 | 500.664 | 511.6786 | 522.9356 | 534.4401 | 546.1978 | 558.2142 | 570.4949 | 583.0458 | 595.8728 | 608.982 | 622.3796 | 636.0719 | 650.0655 | 664.367 | 678.983 | 693.9207 | 709.1869 | 724.789 | 740.7344 | 757.0306 | 773.6852 | 790.7063 | 808.1018 | 825.8801 | 844.0494 | 862.6185 | 881.5961 | 900.9913 | 920.8131 | 941.0709 | 961.7745 | 982.9335 | 1004.5581 | 0 | 0 | 0 | 0 | 0 | 0 | 0 | 0 | 0 | 0 | 157.537 | 161.0028 | 164.5449 | 168.1649 | 171.8645 | 175.6455 | 179.5097 | 183.459 | 187.4951 | 191.6199 | 195.8356 | 200.144 | 204.5471 | 209.0472 | 213.6462 | 218.3464 | 223.15 | 228.0593 | 233.0766 | 238.2043 | 243.4448 | 248.8006 | 254.2742 | 259.8683 | 265.5854 | 271.4282 | 277.3997 | 283.5025 | 289.7395 | 296.1138 | 302.6283 | 309.2861 | 316.0904 | 323.0444 | 330.1514 | 337.4147 | 344.8378 | 352.4243 | 360.1776 | 368.1015 | 376.1997 | 384.4761 | 392.9346 | 401.5792 | 410.4139 | 419.443 | 428.6707 | 438.1015 | 447.7397 | 457.59 | 467.657 | 477.9454 | 488.4602 | 499.2064 | 510.1889 | 521.4131 | 0 | 0 | 0 | 0 | 0 | 0 | 0 | 0 | 0 | 0 | 13.6246 | 13.9244 | 14.2307 | 14.5438 | 14.8637 | 15.1907 | 15.5249 | 15.8665 | 16.2156 | 16.5723 | 16.9369 | 17.3095 | 17.6903 | 18.0795 | 18.4772 | 18.8837 | 19.2992 | 19.7238 | 20.1577 | 20.6012 | 21.0544 | 21.5176 | 21.991 | 22.4748 | 22.9692 | 23.4745 | 23.991 | 24.5188 | 25.0582 | 25.6095 | 26.1729 | 26.7487 | 27.3372 | 27.9386 | 28.5532 | 29.1814 | 29.8234 | 30.4795 | 31.15 | 31.8353 | 32.5357 | 33.2515 | 33.983 | 34.7307 | 35.4947 | 36.2756 | 37.0737 | 37.8893 | 38.7229 | 39.5748 | 40.4454 | 41.3352 | 42.2446 | 43.174 | 44.1238 | 45.0945 | 0 | 0 | 0 | 0 | 0 | 0 | 0 | 0 | 0 | 0 | 405.2617 | 414.1774 | 423.2893 | 432.6017 | 442.1189 | 451.8455 | 461.7861 | 471.9454 | 482.3282 | 492.9395 | 503.7841 | 514.8674 | 526.1945 | 537.7707 | 549.6017 | 561.6929 | 574.0502 | 586.6793 | 599.5862 | 612.7771 | 626.2582 | 640.0359 | 654.1167 | 668.5072 | 683.2144 | 698.2451 | 713.6065 | 729.3059 | 745.3506 | 761.7483 | 778.5068 | 795.6339 | 813.1379 | 831.0269 | 849.3095 | 867.9943 | 887.0902 | 906.6061 | 926.5515 | 946.9356 | 967.7682 | 989.0591 | 1010.8184 | 1033.0564 | 1055.7836 | 1079.0109 | 1102.7491 | 1127.0096 | 1151.8038 | 1177.1435 | 1203.0407 | 1229.5076 | 1256.5567 | 1284.201 | 1312.4534 | 1341.3274 | 0 | 0 | 0 | 0 | 0 | 0 | 0 | 0 | 0 | 0 | 955.9207 | 976.9509 | 998.4439 | 1020.4096 | 1042.8586 | 1065.8015 | 1089.2492 | 1113.2126 | 1137.7033 | 1162.7328 | 1188.3129 | 1214.4558 | 1241.1738 | 1268.4796 | 1296.3862 | 1324.9067 | 1354.0546 | 1383.8438 | 1414.2884 | 1445.4028 | 1477.2016 | 1509.7 | 1542.9135 | 1576.8575 | 1611.5484 | 1647.0025 | 1683.2365 | 1720.2677 | 1758.1136 | 1796.7921 | 1836.3216 | 1876.7206 | 1918.0085 | 1960.2047 | 2003.3292 | 2047.4024 | 2092.4453 | 2138.4791 | 2185.5256 | 2233.6072 | 2282.7465 | 2332.9669 | 2384.2922 | 2436.7466 | 2490.3551 | 2545.1429 | 2601.136 | 2658.361 | 2716.845 | 2776.6156 | 2837.7011 | 2900.1305 | 2963.9334 | 3029.1399 | 3095.781 | 3163.8882 | 0 | 0 | 0 | 0 | 0 | 0 | 0 | 0 | 0 | 0 | 466.4226 | 474.1069 | 465.8958 | 472.1895 | 485.0461 | 495.3239 | 505.2303 | 515.3349 | 525.6416 | 536.1545 | 546.8776 | 557.8151 | 568.9714 | 580.3508 | 591.9579 | 603.797 | 615.873 | 628.1904 | 640.7542 | 653.5693 | 666.6407 | 679.9735 | 693.573 | 707.4444 | 721.5933 | 736.0252 | 750.7457 | 765.7606 | 781.0758 | 796.6973 | 812.6313 | 830.5092 | 848.7804 | 867.4535 | 886.5375 | 906.0413 | 925.9743 | 946.3457 | 967.1653 | 988.4429 | 1010.1887 | 1032.4128 | 1055.1259 | 1078.3387 | 1102.0621 | 1126.3075 | 1151.0863 | 1176.4102 | 1202.2912 | 1228.7416 | 1255.7739 | 1283.4009 | 1311.6358 | 1340.4917 | 1369.9826 | 1400.1222 | 0 | 0 | 0 | 0 | 0 | 0 | 0 | 0 | 0 | 0 |  | 0 | 0 | 0 | 0 | 0 | 0 | 0 | 0 | 0 | 0 | 0 | 0 | 0 | 0 | 0 | 0 | 0 | 0 | 0 | 0 | 0 | 0 | 0 | 0 | 0 | 0 | 0 | 0 | 0 | 0 | 0 | 0 | 0 | 0 | 0 | 0 | 0 | 0 | 0 | 0 | 0 | 0 | 0 | 0 | 0 | 0 | 0 | 0 | 0 | 0 | 0 | 0 | 0 | 0 | 0 | 0 | 0 | 0 | 0 | 0 | 0 | 0 | 0 | 0 | 0 | 0 |  | 0 | 0 | 0 | 0 | 0 | 0 | 0 | 0 | 0 | 0 | 0 | 0 | 0 | 0 | 0 | 0 | 0 | 0 | 0 | 0 | 0 | 0 | 0 | 0 | 0 | 0 | 0 | 0 | 0 | 0 | 0 | 0 | 0 | 0 | 0 | 0 | 0 | 0 | 0 | 0 | 0 | 0 | 0 | 0 | 0 | 0 | 0 | 0 | 0 | 0 | 0 | 0 | 0 | 0 | 0 | 0 | 0 | 0 | 0 | 0 | 0 | 0 | 0 | 0 | 0 | 0 | 3305.5693 | 3378.2918 | 3452.6142 | 3528.5717 | 3606.2003 | 3685.5367 | 3766.6185 | 3849.4841 | 3934.1728 | 4020.7246 | 4109.1805 | 4199.5825 | 4291.9733 | 4386.3967 | 4482.8974 | 4581.5212 | 4682.3147 | 4785.3256 | 4890.6027 | 4998.196 | 5108.1563 | 5220.5357 | 5335.3875 | 5452.7661 | 5572.7269 | 5695.3269 | 5820.6241 | 5948.6778 | 6079.5487 | 6213.2988 | 6349.9914 | 6489.6912 | 6632.4644 | 6778.3786 | 6927.503 | 7079.908 | 7235.666 | 7394.8506 | 7557.5374 | 7723.8032 | 7893.7269 | 8067.3888 | 8244.8714 | 8426.2586 | 8611.6363 | 8801.0923 | 8994.7163 | 9192.6 | 9394.8372 | 9601.5237 | 9812.7572 | 10028.6378 | 10249.2679 | 10474.7518 | 10705.1963 | 10940.7106 | 0 | 0 | 0 | 0 | 0 | 0 | 0 | 0 | 0 | 0 |  | 175.5666 | 181.3174 | 193.4978 | 195.8247 | 189.8168 | 195.0481 | 205.2014 | 209.377 | 213.556 | 224.5326 | 232.8966 | 232.6437 | 242.879 | 235.0603 | 254.1701 | 252.2675 | 268.8941 | 262.5238 | 263.4384 | 283.0236 | 288.351 | 298.9287 | 313.8088 | 303.7492 | 311.4413 | 330.8321 | 324.8132 | 332.4826 | 344.7905 | 365.4552 | 357.8381 | 358.6222 | 376.2506 | 399.44 | 398.8438 | 424.3914 | 433.0787 | 442.6318 | 429.6532 | 468.105 | 448.7524 | 493.2994 | 469.4545 | 511.4917 | 504.5575 | 511.5278 | 533.5673 | 524.3367 | 551.2723 | 547.5954 | 561.4373 | 574.6544 | 587.3144 | 609.7784 | 633.999 | 645.8708 | 0 | 0 | 0 | 0 | 0 | 0 | 0 | 0 | 0 |  | 176.3227 | 173.2535 | 182.4504 | 193.2286 | 194.0668 | 186.9502 | 209.0393 | 200.7857 | 219.0375 | 224.0643 | 222.5984 | 234.6875 | 234.6187 | 239.4814 | 245.4655 | 253.3795 | 245.2839 | 258.0867 | 268.7262 | 282.2443 | 278.7541 | 295.5113 | 305.492 | 313.1393 | 301.4607 | 319.9589 | 329.2627 | 334.9722 | 342.048 | 337.5769 | 332.3107 | 344.9517 | 360.0938 | 381.9572 | 371.9884 | 394.0377 | 391.8072 | 384.1715 | 419.7274 | 412.729 | 443.6897 | 436.5379 | 442.3577 | 446.5427 | 463.4543 | 471.2509 | 497.8909 | 488.2406 | 499.6545 | 522.7489 | 517.8514 | 549.1869 | 557.06 | 589.4134 | 610.5167 | 590.9123 | 0 | 0 | 0 | 0 | 0 | 0 | 0 | 0 | 0 |  | 168.1754 | 182.9127 | 179.5885 | 178.2882 | 187.2351 | 191.5197 | 188.5938 | 196.7114 | 210.4849 | 206.9988 | 210.2763 | 220.4819 | 224.5769 | 235.2055 | 245.6281 | 253.1425 | 241.3819 | 260.5681 | 260.8282 | 259.7273 | 274.1228 | 285.9772 | 284.9499 | 288.9421 | 296.2074 | 305.9621 | 299.0749 | 317.8793 | 304.9785 | 321.6262 | 342.8193 | 348.2786 | 360.3637 | 352.4442 | 376.3585 | 364.8052 | 382.8308 | 413.4479 | 399.2603 | 416.8799 | 420.6575 | 434.8883 | 454.4497 | 458.6611 | 467.7931 | 484.6679 | 493.4143 | 503.6113 | 521.9693 | 493.5426 | 546.8726 | 523.7857 | 572.2702 | 570.7715 | 595.5749 | 586.6286 | 0 | 0 | 0 | 0 | 0 | 0 | 0 | 0 | 0
UG-1PH | 3.876% | 4.032% | DM-G6 | Brattleboro | 203953 | 203953: L.9-P.61 Quarry Rd | 555745 | 555590 | 1PH | UG | 2 | Zone 3 | 84 | 1156671 |  |  |  |  | 1605541.5427 |  | 1329016.1122 | 276525.4304 | 3358.319 | 2634.4065 | 17920.0467 | 12004.6696 | 262041.1822 | 0 | 0 | 8185.039 | 3268.8272 | 3367.6024 | 3463.7107 | 61967.4381 |  |  |  | 125140.7466 | 122077.4236 | 118595.1441 | 115262.0114 | 112066.8609 | 108999.387 | 106049.9995 | 103209.8241 | 100430.6243 | 97660.1557 | 94889.6871 | 92119.2186 | 89348.75 | 86578.2814 | 83807.8128 | 81037.3442 | 78266.8757 | 75496.4071 | 72725.9385 | 69955.4699 | 67504.3358 | 65691.7274 | 64198.4534 | 62705.1795 | 61211.9056 | 59718.6316 | 58225.3577 | 56732.0837 | 55238.8098 | 53745.5358 | 52252.2619 | 50758.988 | 49265.714 | 47772.4401 | 46279.1661 | 44785.8922 | 43292.6182 | 41799.3443 | 40306.0703 | 38812.7964 | 37319.5225 | 35826.2485 | 34332.9746 | 32839.7006 | 31346.4267 | 29853.1527 | 28359.8788 | 26866.6049 | 25373.3309 | 23880.057 | [16 empty] | 18680.2367 | 18680.2367 | 18680.2367 | 18680.2367 | 18680.2367 | 18680.2367 | 18680.2367 | 18680.2367 | 18680.2367 | 18680.2367 | 18680.2367 | 18680.2367 | 18680.2367 | 18680.2367 | 18680.2367 | 18680.2367 | 18680.2367 | 18680.2367 | 18680.2367 | 18680.2367 | 18680.2367 | 18680.2367 | 18680.2367 | 18680.2367 | 18680.2367 | 18680.2367 | 18680.2367 | 18680.2367 | 18680.2367 | 18680.2367 | 18680.2367 | 18680.2367 | 18680.2367 | 18680.2367 | 18680.2367 | 18680.2367 | 18680.2367 | 18680.2367 | 18680.2367 | 18680.2367 | 18680.2367 | 18680.2367 | 18680.2367 | 18680.2367 | 18680.2367 | 18680.2367 | 18680.2367 | 18680.2367 | 18680.2367 | 18680.2367 | [16 empty] | 150.3588 | 159.4387 | 155.8585 | 171.2612 | 176.2235 | 179.9591 | 174.5883 | 176.1298 | 182.6625 | 196.1532 | 191.7301 | 192.3184 | 214.9711 | 211.6745 | 207.2418 | 213.0062 | 221.9546 | 226.8522 | 237.1273 | 235.1495 | 245.0039 | 258.3489 | 261.9745 | 270.3558 | 278.6026 | 273.0399 | 293.2412 | 292.8449 | 289.6368 | 297.8097 | 315.2013 | 326.2414 | 321.6747 | 319.5353 | 354.4977 | 366.3468 | 373.8404 | 371.1143 | 393.8779 | 401.2876 | 383.3174 | 417.0533 | 403.9409 | 430.1516 | 423.6796 | 437.3602 | 461.0329 | 459.9529 | 495.0647 | 487.7915 | 499.7269 | 492.6093 | 506.2052 | 529.1573 | 568.8995 | 567.4457 | 0 | 0 | 0 | 0 | 0 | 0 | 0 | 0 | 0 |  | 124.9145 | 127.6627 | 130.4712 | 133.3416 | 136.2751 | 139.2732 | 142.3372 | 145.4686 | 148.6689 | 151.9396 | 155.2823 | 158.6985 | 162.1899 | 165.7581 | 169.4047 | 173.1316 | 176.9405 | 180.8332 | 184.8116 | 188.8774 | 193.0327 | 197.2794 | 201.6196 | 206.0552 | 210.5884 | 215.2214 | 219.9562 | 224.7953 | 229.7408 | 234.7951 | 239.9606 | 245.2397 | 250.635 | 256.1489 | 261.7842 | 267.5435 | 273.4294 | 279.4449 | 285.5927 | 291.8757 | 298.297 | 304.8595 | 311.5664 | 318.4209 | 325.4261 | 332.5855 | 339.9024 | 347.3802 | 355.0226 | 362.8331 | 370.8154 | 378.9734 | 387.3108 | 395.8316 | 404.5399 | 413.4398 | 0 | 0 | 0 | 0 | 0 | 0 | 0 | 0 | 0 | 0 | 67.5426 | 69.0285 | 70.5472 | 72.0992 | 73.6854 | 75.3065 | 76.9632 | 78.6564 | 80.3868 | 82.1554 | 83.9628 | 85.8099 | 87.6978 | 89.6271 | 91.5989 | 93.6141 | 95.6736 | 97.7784 | 99.9295 | 102.128 | 104.3748 | 106.6711 | 109.0178 | 111.4162 | 113.8674 | 116.3725 | 118.9326 | 121.5492 | 124.2232 | 126.9562 | 129.7492 | 132.6037 | 135.521 | 138.5024 | 141.5495 | 144.6636 | 147.8462 | 151.0988 | 154.4229 | 157.8202 | 161.2923 | 164.8407 | 168.4672 | 172.1735 | 175.9613 | 179.8325 | 183.7888 | 187.8321 | 191.9644 | 196.1877 | 200.5038 | 204.9149 | 209.423 | 214.0303 | 218.739 | 223.5512 | 0 | 0 | 0 | 0 | 0 | 0 | 0 | 0 | 0 | 0 | 269.7884 | 275.7237 | 281.7897 | 287.989 | 294.3248 | 300.7999 | 307.4175 | 314.1807 | 321.0927 | 328.1567 | 335.3762 | 342.7545 | 350.2951 | 358.0016 | 365.8776 | 373.9269 | 382.1533 | 390.5607 | 399.153 | 407.9344 | 416.9089 | 426.0809 | 435.4547 | 445.0347 | 454.8255 | 464.8316 | 475.0579 | 485.5092 | 496.1904 | 507.1066 | 518.2629 | 529.6647 | 541.3173 | 553.2263 | 565.3973 | 577.836 | 590.5484 | 603.5405 | 616.8184 | 630.3884 | 644.2569 | 658.4306 | 672.916 | 687.7202 | 702.85 | 718.3127 | 734.1156 | 750.2662 | 766.772 | 783.641 | 800.8811 | 818.5005 | 836.5075 | 854.9107 | 873.7187 | 892.9405 | 0 | 0 | 0 | 0 | 0 | 0 | 0 | 0 | 0 | 0 | 140.0329 | 143.1136 | 146.2621 | 149.4799 | 152.7685 | 156.1294 | 159.5642 | 163.0746 | 166.6623 | 170.3288 | 174.0761 | 177.9057 | 181.8197 | 185.8197 | 189.9077 | 194.0857 | 198.3556 | 202.7194 | 207.1792 | 211.7372 | 216.3954 | 221.1561 | 226.0215 | 230.994 | 236.0759 | 241.2695 | 246.5775 | 252.0022 | 257.5462 | 263.2122 | 269.0029 | 274.921 | 280.9692 | 287.1506 | 293.4679 | 299.9242 | 306.5225 | 313.266 | 320.1579 | 327.2013 | 334.3998 | 341.7565 | 349.2752 | 356.9592 | 364.8124 | 372.8382 | 381.0407 | 389.4236 | 397.9909 | 406.7467 | 415.6951 | 424.8404 | 434.1869 | 443.739 | 453.5013 | 463.4783 | 0 | 0 | 0 | 0 | 0 | 0 | 0 | 0 | 0 | 0 | 12.1108 | 12.3772 | 12.6495 | 12.9278 | 13.2122 | 13.5029 | 13.8 | 14.1035 | 14.4138 | 14.7309 | 15.055 | 15.3862 | 15.7247 | 16.0707 | 16.4242 | 16.7856 | 17.1548 | 17.5322 | 17.9179 | 18.3121 | 18.715 | 19.1267 | 19.5475 | 19.9776 | 20.4171 | 20.8663 | 21.3253 | 21.7945 | 22.274 | 22.764 | 23.2648 | 23.7766 | 24.2997 | 24.8343 | 25.3806 | 25.939 | 26.5097 | 27.0929 | 27.6889 | 28.2981 | 28.9206 | 29.5569 | 30.2072 | 30.8717 | 31.5509 | 32.245 | 32.9544 | 33.6794 | 34.4203 | 35.1776 | 35.9515 | 36.7424 | 37.5508 | 38.3769 | 39.2212 | 40.084 | 0 | 0 | 0 | 0 | 0 | 0 | 0 | 0 | 0 | 0 | 360.2326 | 368.1577 | 376.2572 | 384.5348 | 392.9946 | 401.6405 | 410.4766 | 419.507 | 428.7362 | 438.1684 | 447.8081 | 457.6599 | 467.7284 | 478.0184 | 488.5348 | 499.2826 | 510.2668 | 521.4927 | 532.9655 | 544.6908 | 556.674 | 568.9208 | 581.437 | 594.2287 | 607.3017 | 620.6623 | 634.3169 | 648.2719 | 662.5339 | 677.1096 | 692.006 | 707.2301 | 722.7892 | 738.6906 | 754.9418 | 771.5505 | 788.5246 | 805.8721 | 823.6013 | 841.7205 | 860.2384 | 879.1636 | 898.5052 | 918.2724 | 938.4744 | 959.1208 | 980.2214 | 1001.7863 | 1023.8256 | 1046.3498 | 1069.3695 | 1092.8956 | 1116.9393 | 1141.512 | 1166.6252 | 1192.291 | 0 | 0 | 0 | 0 | 0 | 0 | 0 | 0 | 0 | 0 | 849.7073 | 868.4008 | 887.5057 | 907.0308 | 926.9855 | 947.3791 | 968.2215 | 989.5223 | 1011.2918 | 1033.5403 | 1056.2781 | 1079.5163 | 1103.2656 | 1127.5375 | 1152.3433 | 1177.6948 | 1203.6041 | 1230.0834 | 1257.1453 | 1284.8024 | 1313.0681 | 1341.9556 | 1371.4786 | 1401.6512 | 1432.4875 | 1464.0022 | 1496.2103 | 1529.1269 | 1562.7677 | 1597.1486 | 1632.2858 | 1668.1961 | 1704.8964 | 1742.4041 | 1780.737 | 1819.9133 | 1859.9513 | 1900.8703 | 1942.6894 | 1985.4286 | 2029.108 | 2073.7484 | 2119.3709 | 2165.997 | 2213.649 | 2262.3492 | 2312.1209 | 2362.9876 | 2414.9733 | 2468.1027 | 2522.401 | 2577.8938 | 2634.6075 | 2692.5688 | 2751.8053 | 2812.3451 | 0 | 0 | 0 | 0 | 0 | 0 | 0 | 0 | 0 | 0 | 414.5979 | 421.4284 | 414.1296 | 419.724 | 431.1521 | 440.2879 | 449.0936 | 458.0755 | 467.237 | 476.5818 | 486.1134 | 495.8357 | 505.7524 | 515.8674 | 526.1848 | 536.7085 | 547.4426 | 558.3915 | 569.5593 | 580.9505 | 592.5695 | 604.4209 | 616.5093 | 628.8395 | 641.4163 | 654.2446 | 667.3295 | 680.6761 | 694.2896 | 708.1754 | 722.3389 | 738.2304 | 754.4714 | 771.0698 | 788.0334 | 805.3701 | 823.0882 | 841.1962 | 859.7025 | 878.6159 | 897.9455 | 917.7003 | 937.8897 | 958.5233 | 979.6108 | 1001.1622 | 1023.1878 | 1045.6979 | 1068.7033 | 1092.2147 | 1116.2435 | 1140.8008 | 1165.8984 | 1191.5482 | 1217.7623 | 1244.553 | 0 | 0 | 0 | 0 | 0 | 0 | 0 | 0 | 0 | 0 |  | 0 | 0 | 0 | 0 | 0 | 0 | 0 | 0 | 0 | 0 | 0 | 0 | 0 | 0 | 0 | 0 | 0 | 0 | 0 | 0 | 0 | 0 | 0 | 0 | 0 | 0 | 0 | 0 | 0 | 0 | 0 | 0 | 0 | 0 | 0 | 0 | 0 | 0 | 0 | 0 | 0 | 0 | 0 | 0 | 0 | 0 | 0 | 0 | 0 | 0 | 0 | 0 | 0 | 0 | 0 | 0 | 0 | 0 | 0 | 0 | 0 | 0 | 0 | 0 | 0 | 0 |  | 0 | 0 | 0 | 0 | 0 | 0 | 0 | 0 | 0 | 0 | 0 | 0 | 0 | 0 | 0 | 0 | 0 | 0 | 0 | 0 | 0 | 0 | 0 | 0 | 0 | 0 | 0 | 0 | 0 | 0 | 0 | 0 | 0 | 0 | 0 | 0 | 0 | 0 | 0 | 0 | 0 | 0 | 0 | 0 | 0 | 0 | 0 | 0 | 0 | 0 | 0 | 0 | 0 | 0 | 0 | 0 | 0 | 0 | 0 | 0 | 0 | 0 | 0 | 0 | 0 | 0 | 2938.2838 | 3002.926 | 3068.9904 | 3136.5082 | 3205.5114 | 3276.0326 | 3348.1053 | 3421.7637 | 3497.0425 | 3573.9774 | 3652.6049 | 3732.9622 | 3815.0874 | 3899.0193 | 3984.7977 | 4072.4633 | 4162.0575 | 4253.6227 | 4347.2024 | 4442.8409 | 4540.5834 | 4640.4762 | 4742.5667 | 4846.9032 | 4953.535 | 5062.5128 | 5173.8881 | 5287.7136 | 5404.0433 | 5522.9323 | 5644.4368 | 5768.6144 | 5895.5239 | 6025.2254 | 6157.7804 | 6293.2516 | 6431.7031 | 6573.2006 | 6717.811 | 6865.6028 | 7016.6461 | 7171.0123 | 7328.7746 | 7490.0076 | 7654.7878 | 7823.1931 | 7995.3034 | 8171.2 | 8350.9664 | 8534.6877 | 8722.4508 | 8914.3447 | 9110.4603 | 9310.8905 | 9515.73 | 9725.0761 | 0 | 0 | 0 | 0 | 0 | 0 | 0 | 0 | 0 | 0 |  | 156.0592 | 161.1711 | 171.9981 | 174.0664 | 168.726 | 173.3761 | 182.4012 | 186.1129 | 189.8275 | 199.5845 | 207.0192 | 206.7944 | 215.8925 | 208.9425 | 225.929 | 224.2378 | 239.017 | 233.3545 | 234.1675 | 251.5766 | 256.312 | 265.7144 | 278.9412 | 269.9993 | 276.8368 | 294.073 | 288.7228 | 295.5401 | 306.4805 | 324.849 | 318.0783 | 318.7753 | 334.4449 | 355.0578 | 354.5279 | 377.2368 | 384.9588 | 393.4505 | 381.914 | 416.0934 | 398.891 | 438.4883 | 417.2929 | 454.6592 | 448.4956 | 454.6914 | 474.282 | 466.0771 | 490.0198 | 486.7515 | 499.0554 | 510.8039 | 522.0572 | 542.0252 | 563.5547 | 574.1074 | 0 | 0 | 0 | 0 | 0 | 0 | 0 | 0 | 0 |  | 156.7313 | 154.0031 | 162.1781 | 171.7587 | 172.5039 | 166.178 | 185.8127 | 178.4762 | 194.7 | 199.1683 | 197.8653 | 208.6111 | 208.55 | 212.8723 | 218.1915 | 225.2263 | 218.0301 | 229.4104 | 238.8677 | 250.8838 | 247.7814 | 262.6767 | 271.5485 | 278.3461 | 267.9651 | 284.4079 | 292.678 | 297.7531 | 304.0426 | 300.0683 | 295.3873 | 306.6237 | 320.0834 | 339.5175 | 330.6564 | 350.2557 | 348.273 | 341.4858 | 373.091 | 366.8702 | 394.3908 | 388.0337 | 393.2068 | 396.9268 | 411.9594 | 418.8897 | 442.5697 | 433.9916 | 444.1373 | 464.6657 | 460.3123 | 488.1661 | 495.1645 | 523.923 | 542.6815 | 525.2554 | 0 | 0 | 0 | 0 | 0 | 0 | 0 | 0 | 0 |  | 149.4893 | 162.5891 | 159.6342 | 158.4784 | 166.4312 | 170.2397 | 167.6389 | 174.8546 | 187.0977 | 183.9989 | 186.9122 | 195.9839 | 199.6239 | 209.0716 | 218.3361 | 225.0156 | 214.5617 | 231.6161 | 231.8473 | 230.8687 | 243.6647 | 254.2019 | 253.2888 | 256.8375 | 263.2955 | 271.9663 | 265.8444 | 282.5594 | 271.092 | 285.8899 | 304.7283 | 309.581 | 320.3233 | 313.2837 | 334.5409 | 324.2713 | 340.2941 | 367.5093 | 354.8981 | 370.5599 | 373.9178 | 386.5674 | 403.9553 | 407.6987 | 415.8161 | 430.8159 | 438.5904 | 447.6545 | 463.9727 | 438.7045 | 486.109 | 465.5873 | 508.6846 | 507.3524 | 529.3999 | 521.4477 | 0 | 0 | 0 | 0 | 0 | 0 | 0 | 0 | 0
UG-1PH | 5.329% | 5.544% | DM-G6 | Brattleboro | 203954 | 203954: L633-Timson Hl Rd/Baker B | 489476 | 0 | 1PH | UG | 2.75 | Zone 3 | 75 | 1590420 |  |  |  |  | 2207615.9775 |  | 1827394.1382 | 380221.8393 | 4617.6886 | 2352.1487 | 24640.0642 | 10718.455 | 233965.3413 | 0 | 0 | 11254.4286 | 4494.6375 | 4630.4534 | 4762.6022 | 85205.2274 |  |  |  | 172068.2426 | 167856.1804 | 163068.054 | 158485.0041 | 154091.6794 | 149873.9097 | 145818.5086 | 141913.2739 | 138091.8805 | 134282.4925 | 130473.1045 | 126663.7165 | 122854.3284 | 119044.9404 | 115235.5524 | 111426.1644 | 107616.7764 | 103807.3884 | 99998.0004 | 96188.6124 | 92818.3085 | 90325.9761 | 88272.7278 | 86219.4795 | 84166.2312 | 82112.9829 | 80059.7347 | 78006.4864 | 75953.2381 | 73899.9898 | 71846.7415 | 69793.4932 | 67740.245 | 65686.9967 | 63633.7484 | 61580.5001 | 59527.2518 | 57474.0035 | 55420.7553 | 53367.507 | 51314.2587 | 49261.0104 | 47207.7621 | 45154.5138 | 43101.2656 | 41048.0173 | 38994.769 | 36941.5207 | 34888.2724 | 32835.0241 | [16 empty] | 25685.283 | 25685.283 | 25685.283 | 25685.283 | 25685.283 | 25685.283 | 25685.283 | 25685.283 | 25685.283 | 25685.283 | 25685.283 | 25685.283 | 25685.283 | 25685.283 | 25685.283 | 25685.283 | 25685.283 | 25685.283 | 25685.283 | 25685.283 | 25685.283 | 25685.283 | 25685.283 | 25685.283 | 25685.283 | 25685.283 | 25685.283 | 25685.283 | 25685.283 | 25685.283 | 25685.283 | 25685.283 | 25685.283 | 25685.283 | 25685.283 | 25685.283 | 25685.283 | 25685.283 | 25685.283 | 25685.283 | 25685.283 | 25685.283 | 25685.283 | 25685.283 | 25685.283 | 25685.283 | 25685.283 | 25685.283 | 25685.283 | 25685.283 | [16 empty] | 206.7433 | 219.2283 | 214.3054 | 235.4842 | 242.3073 | 247.4437 | 240.0589 | 242.1784 | 251.1609 | 269.7106 | 263.6289 | 264.4378 | 295.5853 | 291.0525 | 284.9574 | 292.8835 | 305.1876 | 311.9218 | 326.05 | 323.3306 | 336.8804 | 355.2297 | 360.2149 | 371.7392 | 383.0786 | 375.4299 | 403.2066 | 402.6618 | 398.2506 | 409.4884 | 433.4018 | 448.5819 | 442.3028 | 439.361 | 487.4343 | 503.7269 | 514.0305 | 510.2822 | 541.5822 | 551.7704 | 527.0614 | 573.4483 | 555.4187 | 591.4584 | 582.5594 | 601.3702 | 633.9203 | 632.4353 | 680.714 | 670.7133 | 687.1245 | 677.3378 | 696.0322 | 727.5913 | 782.2369 | 780.2378 | 0 | 0 | 0 | 0 | 0 | 0 | 0 | 0 | 0 |  | 111.5308 | 113.9845 | 116.4922 | 119.055 | 121.6742 | 124.351 | 127.0868 | 129.8827 | 132.7401 | 135.6604 | 138.6449 | 141.6951 | 144.8124 | 147.9983 | 151.2542 | 154.5818 | 157.9826 | 161.4582 | 165.0103 | 168.6405 | 172.3506 | 176.1423 | 180.0175 | 183.9779 | 188.0254 | 192.1619 | 196.3895 | 200.7101 | 205.1257 | 209.6385 | 214.2505 | 218.964 | 223.7812 | 228.7044 | 233.7359 | 238.8781 | 244.1334 | 249.5043 | 254.9934 | 260.6033 | 266.3366 | 272.196 | 278.1843 | 284.3043 | 290.559 | 296.9513 | 303.4843 | 310.1609 | 316.9845 | 323.9581 | 331.0852 | 338.3691 | 345.8132 | 353.4211 | 361.1963 | 369.1427 | 0 | 0 | 0 | 0 | 0 | 0 | 0 | 0 | 0 | 0 | 92.8711 | 94.9142 | 97.0024 | 99.1364 | 101.3174 | 103.5464 | 105.8244 | 108.1525 | 110.5319 | 112.9636 | 115.4488 | 117.9887 | 120.5844 | 123.2373 | 125.9485 | 128.7194 | 131.5512 | 134.4453 | 137.4031 | 140.426 | 143.5154 | 146.6727 | 149.8995 | 153.1973 | 156.5676 | 160.0121 | 163.5324 | 167.1301 | 170.807 | 174.5647 | 178.4051 | 182.3301 | 186.3413 | 190.4408 | 194.6305 | 198.9124 | 203.2885 | 207.7608 | 212.3315 | 217.0028 | 221.7769 | 226.656 | 231.6424 | 236.7386 | 241.9468 | 247.2696 | 252.7096 | 258.2692 | 263.9511 | 269.758 | 275.6927 | 281.7579 | 287.9566 | 294.2917 | 300.7661 | 307.3829 | 0 | 0 | 0 | 0 | 0 | 0 | 0 | 0 | 0 | 0 | 370.959 | 379.1201 | 387.4608 | 395.9849 | 404.6966 | 413.5999 | 422.6991 | 431.9985 | 441.5025 | 451.2155 | 461.1423 | 471.2874 | 481.6557 | 492.2521 | 503.0817 | 514.1495 | 525.4608 | 537.0209 | 548.8354 | 560.9097 | 573.2498 | 585.8612 | 598.7502 | 611.9227 | 625.385 | 639.1435 | 653.2046 | 667.5751 | 682.2618 | 697.2715 | 712.6115 | 728.289 | 744.3113 | 760.6862 | 777.4213 | 794.5245 | 812.0041 | 829.8682 | 848.1253 | 866.784 | 885.8533 | 905.342 | 925.2596 | 945.6153 | 966.4188 | 987.68 | 1009.409 | 1031.616 | 1054.3115 | 1077.5064 | 1101.2115 | 1125.4382 | 1150.1978 | 1175.5022 | 1201.3632 | 1227.7932 | 0 | 0 | 0 | 0 | 0 | 0 | 0 | 0 | 0 | 0 | 192.5453 | 196.7812 | 201.1104 | 205.5349 | 210.0566 | 214.6779 | 219.4008 | 224.2276 | 229.1606 | 234.2022 | 239.3546 | 244.6204 | 250.002 | 255.5021 | 261.1231 | 266.8678 | 272.7389 | 278.7392 | 284.8715 | 291.1386 | 297.5437 | 304.0896 | 310.7796 | 317.6168 | 324.6043 | 331.7456 | 339.044 | 346.503 | 354.1261 | 361.9168 | 369.879 | 378.0164 | 386.3327 | 394.832 | 403.5183 | 412.3957 | 421.4684 | 430.7408 | 440.217 | 449.9018 | 459.7997 | 469.9153 | 480.2534 | 490.819 | 501.617 | 512.6526 | 523.9309 | 535.4574 | 547.2375 | 559.2767 | 571.5808 | 584.1555 | 597.007 | 610.1411 | 623.5642 | 637.2826 | 0 | 0 | 0 | 0 | 0 | 0 | 0 | 0 | 0 | 0 | 16.6523 | 17.0187 | 17.3931 | 17.7757 | 18.1668 | 18.5665 | 18.9749 | 19.3924 | 19.819 | 20.255 | 20.7006 | 21.1561 | 21.6215 | 22.0972 | 22.5833 | 23.0801 | 23.5879 | 24.1068 | 24.6372 | 25.1792 | 25.7331 | 26.2993 | 26.8779 | 27.4692 | 28.0735 | 28.6911 | 29.3223 | 29.9674 | 30.6267 | 31.3005 | 31.9891 | 32.6928 | 33.4121 | 34.1471 | 34.8984 | 35.6661 | 36.4508 | 37.2527 | 38.0723 | 38.9099 | 39.7659 | 40.6407 | 41.5348 | 42.4486 | 43.3825 | 44.3369 | 45.3123 | 46.3092 | 47.328 | 48.3692 | 49.4333 | 50.5208 | 51.6323 | 52.7682 | 53.9291 | 55.1155 | 0 | 0 | 0 | 0 | 0 | 0 | 0 | 0 | 0 | 0 | 495.3198 | 506.2168 | 517.3536 | 528.7354 | 540.3676 | 552.2557 | 564.4053 | 576.8222 | 589.5123 | 602.4816 | 615.7361 | 629.2823 | 643.1266 | 657.2753 | 671.7354 | 686.5136 | 701.6169 | 717.0524 | 732.8276 | 748.9498 | 765.4267 | 782.2661 | 799.4759 | 817.0644 | 835.0398 | 853.4107 | 872.1857 | 891.3738 | 910.984 | 931.0257 | 951.5083 | 972.4414 | 993.8352 | 1015.6995 | 1038.0449 | 1060.8819 | 1084.2213 | 1108.0742 | 1132.4518 | 1157.3658 | 1182.8278 | 1208.85 | 1235.4447 | 1262.6245 | 1290.4022 | 1318.7911 | 1347.8045 | 1377.4562 | 1407.7602 | 1438.7309 | 1470.383 | 1502.7315 | 1535.7915 | 1569.579 | 1604.1097 | 1639.4001 | 0 | 0 | 0 | 0 | 0 | 0 | 0 | 0 | 0 | 0 | 1168.3475 | 1194.0511 | 1220.3203 | 1247.1673 | 1274.605 | 1302.6463 | 1331.3045 | 1360.5932 | 1390.5263 | 1421.1179 | 1452.3824 | 1484.3349 | 1516.9902 | 1550.364 | 1584.472 | 1619.3304 | 1654.9557 | 1691.3647 | 1728.5747 | 1766.6034 | 1805.4686 | 1845.1889 | 1885.7831 | 1927.2703 | 1969.6703 | 2013.003 | 2057.2891 | 2102.5495 | 2148.8055 | 2196.0793 | 2244.393 | 2293.7697 | 2344.2326 | 2395.8057 | 2448.5134 | 2502.3807 | 2557.4331 | 2613.6966 | 2671.198 | 2729.9643 | 2790.0235 | 2851.404 | 2914.1349 | 2978.2459 | 3043.7673 | 3110.7302 | 3179.1663 | 3249.1079 | 3320.5883 | 3393.6412 | 3468.3013 | 3544.604 | 3622.5853 | 3702.2821 | 3783.7323 | 3866.9744 | 0 | 0 | 0 | 0 | 0 | 0 | 0 | 0 | 0 | 0 | 570.0721 | 579.464 | 569.4282 | 577.1205 | 592.8341 | 605.3958 | 617.5037 | 629.8538 | 642.4509 | 655.2999 | 668.4059 | 681.774 | 695.4095 | 709.3177 | 723.504 | 737.9741 | 752.7336 | 767.7883 | 783.1441 | 798.8069 | 814.7831 | 831.0787 | 847.7003 | 864.6543 | 881.9474 | 899.5863 | 917.5781 | 935.9296 | 954.6482 | 973.7412 | 993.216 | 1015.0668 | 1037.3982 | 1060.221 | 1083.5459 | 1107.3839 | 1131.7463 | 1156.6447 | 1182.0909 | 1208.0969 | 1234.6751 | 1261.8379 | 1289.5983 | 1317.9695 | 1346.9648 | 1376.5981 | 1406.8832 | 1437.8346 | 1469.467 | 1501.7953 | 1534.8348 | 1568.6011 | 1603.1104 | 1638.3788 | 1674.4231 | 1711.2604 | 0 | 0 | 0 | 0 | 0 | 0 | 0 | 0 | 0 | 0 |  | 0 | 0 | 0 | 0 | 0 | 0 | 0 | 0 | 0 | 0 | 0 | 0 | 0 | 0 | 0 | 0 | 0 | 0 | 0 | 0 | 0 | 0 | 0 | 0 | 0 | 0 | 0 | 0 | 0 | 0 | 0 | 0 | 0 | 0 | 0 | 0 | 0 | 0 | 0 | 0 | 0 | 0 | 0 | 0 | 0 | 0 | 0 | 0 | 0 | 0 | 0 | 0 | 0 | 0 | 0 | 0 | 0 | 0 | 0 | 0 | 0 | 0 | 0 | 0 | 0 | 0 |  | 0 | 0 | 0 | 0 | 0 | 0 | 0 | 0 | 0 | 0 | 0 | 0 | 0 | 0 | 0 | 0 | 0 | 0 | 0 | 0 | 0 | 0 | 0 | 0 | 0 | 0 | 0 | 0 | 0 | 0 | 0 | 0 | 0 | 0 | 0 | 0 | 0 | 0 | 0 | 0 | 0 | 0 | 0 | 0 | 0 | 0 | 0 | 0 | 0 | 0 | 0 | 0 | 0 | 0 | 0 | 0 | 0 | 0 | 0 | 0 | 0 | 0 | 0 | 0 | 0 | 0 | 4040.1402 | 4129.0233 | 4219.8618 | 4312.6988 | 4407.5781 | 4504.5449 | 4603.6449 | 4704.925 | 4808.4334 | 4914.2189 | 5022.3317 | 5132.823 | 5245.7451 | 5361.1515 | 5479.0969 | 5599.637 | 5722.829 | 5848.7313 | 5977.4033 | 6108.9062 | 6243.3022 | 6380.6548 | 6521.0292 | 6664.4919 | 6811.1107 | 6960.9551 | 7114.0961 | 7270.6062 | 7430.5596 | 7594.0319 | 7761.1006 | 7931.8448 | 8106.3454 | 8284.685 | 8466.9481 | 8653.2209 | 8843.5918 | 9038.1508 | 9236.9901 | 9440.2039 | 9647.8884 | 9860.1419 | 10077.065 | 10298.7605 | 10525.3332 | 10756.8905 | 10993.5421 | 11235.4 | 11482.5788 | 11735.1956 | 11993.3699 | 12257.224 | 12526.883 | 12802.4744 | 13084.1288 | 13371.9796 | 0 | 0 | 0 | 0 | 0 | 0 | 0 | 0 | 0 | 0 |  | 214.5813 | 221.6102 | 236.4974 | 239.3414 | 231.9983 | 238.3922 | 250.8017 | 255.9052 | 261.0129 | 274.4287 | 284.6514 | 284.3423 | 296.8521 | 287.2959 | 310.6524 | 308.3269 | 328.6484 | 320.8624 | 321.9803 | 345.9178 | 352.429 | 365.3573 | 383.5441 | 371.249 | 380.6505 | 404.3503 | 396.9939 | 406.3677 | 421.4106 | 446.6674 | 437.3577 | 438.3161 | 459.8618 | 488.2044 | 487.4758 | 518.7005 | 529.3184 | 540.9944 | 525.1317 | 572.1284 | 548.4751 | 602.9214 | 573.7778 | 625.1565 | 616.6814 | 625.2007 | 652.1378 | 640.856 | 673.7773 | 669.2833 | 686.2011 | 702.3553 | 717.8287 | 745.2847 | 774.8877 | 789.3977 | 0 | 0 | 0 | 0 | 0 | 0 | 0 | 0 | 0 |  | 215.5055 | 211.7543 | 222.9949 | 236.1683 | 237.1928 | 228.4947 | 255.4925 | 245.4048 | 267.7125 | 273.8564 | 272.0647 | 286.8402 | 286.7562 | 292.6994 | 300.0133 | 309.6861 | 299.7914 | 315.4393 | 328.4431 | 344.9653 | 340.6994 | 361.1805 | 373.3792 | 382.7258 | 368.452 | 391.0609 | 402.4322 | 409.4105 | 418.0586 | 412.5939 | 406.1575 | 421.6076 | 440.1146 | 466.8366 | 454.6525 | 481.6016 | 478.8754 | 469.543 | 513.0001 | 504.4465 | 542.2874 | 533.5463 | 540.6594 | 545.7744 | 566.4442 | 575.9733 | 608.5333 | 596.7385 | 610.6888 | 638.9153 | 632.9294 | 671.2284 | 680.8511 | 720.3941 | 746.1871 | 722.2261 | 0 | 0 | 0 | 0 | 0 | 0 | 0 | 0 | 0 |  | 205.5478 | 223.56 | 219.497 | 217.9078 | 228.8429 | 234.0796 | 230.5035 | 240.4251 | 257.2593 | 252.9985 | 257.0043 | 269.4778 | 274.4829 | 287.4734 | 300.2121 | 309.3964 | 295.0224 | 318.4721 | 318.79 | 317.4445 | 335.039 | 349.5276 | 348.2721 | 353.1515 | 362.0313 | 373.9537 | 365.536 | 388.5191 | 372.7515 | 393.0987 | 419.0014 | 425.6739 | 440.4446 | 430.7651 | 459.9937 | 445.8731 | 467.9044 | 505.3252 | 487.9849 | 509.5198 | 514.1369 | 531.5302 | 555.4385 | 560.5858 | 571.7471 | 592.3719 | 603.0619 | 615.5249 | 637.9625 | 603.2187 | 668.3999 | 640.1826 | 699.4413 | 697.6096 | 727.9248 | 716.9905 | 0 | 0 | 0 | 0 | 0 | 0 | 0 | 0 | 0
OH-3PH | 3.465% | 3.313% | EL-G40 | White River Jct | 204106 | 204106: RTE 113 L3 P.141 to P192 | 621447 | 618847 | 3PH | OH | 1.7 | Zone 2 | 415 | 1251737 |  |  |  |  | 1737499.9062 |  | 1438247.0394 | 299252.8668 | 13515.2331 | 5633.7151 | 0 | 61021.4142 | 1946823.2448 | 0 | 0 | 28636.3257 | 13173.5711 | 13593.5381 | 13955.7574 | 31952.5169 |  |  |  | 135425.9792 | 132110.8837 | 128342.3981 | 124735.3174 | 121277.5597 | 117957.9722 | 114766.1766 | 111692.5691 | 108684.9488 | 105686.7773 | 102688.6058 | 99690.4342 | 96692.2627 | 93694.0912 | 90695.9197 | 87697.7482 | 84699.5767 | 81701.4052 | 78703.2337 | 75705.0622 | 73052.4711 | 71090.8856 | 69474.8805 | 67858.8754 | 66242.8703 | 64626.8652 | 63010.8601 | 61394.855 | 59778.8499 | 58162.8447 | 56546.8396 | 54930.8345 | 53314.8294 | 51698.8243 | 50082.8192 | 48466.8141 | 46850.809 | 45234.8039 | 43618.7988 | 42002.7937 | 40386.7885 | 38770.7834 | 37154.7783 | 35538.7732 | 33922.7681 | 32306.763 | 30690.7579 | 29074.7528 | 27458.7477 | 25842.7426 | [16 empty] | 20215.5526 | 20215.5526 | 20215.5526 | 20215.5526 | 20215.5526 | 20215.5526 | 20215.5526 | 20215.5526 | 20215.5526 | 20215.5526 | 20215.5526 | 20215.5526 | 20215.5526 | 20215.5526 | 20215.5526 | 20215.5526 | 20215.5526 | 20215.5526 | 20215.5526 | 20215.5526 | 20215.5526 | 20215.5526 | 20215.5526 | 20215.5526 | 20215.5526 | 20215.5526 | 20215.5526 | 20215.5526 | 20215.5526 | 20215.5526 | 20215.5526 | 20215.5526 | 20215.5526 | 20215.5526 | 20215.5526 | 20215.5526 | 20215.5526 | 20215.5526 | 20215.5526 | 20215.5526 | 20215.5526 | 20215.5526 | 20215.5526 | 20215.5526 | 20215.5526 | 20215.5526 | 20215.5526 | 20215.5526 | 20215.5526 | 20215.5526 | [16 empty] | 639.0248 | 677.6146 | 662.3987 | 727.8601 | 748.95 | 764.8261 | 742.0002 | 748.5515 | 776.3155 | 833.6509 | 814.853 | 817.3533 | 913.6273 | 899.6168 | 880.7775 | 905.2764 | 943.3072 | 964.122 | 1007.7908 | 999.3854 | 1041.2666 | 1097.9826 | 1113.3915 | 1149.0121 | 1184.0611 | 1160.4197 | 1246.275 | 1244.5909 | 1230.9565 | 1265.6914 | 1339.6054 | 1386.526 | 1367.1177 | 1358.0249 | 1506.6152 | 1556.974 | 1588.8215 | 1577.2357 | 1673.9812 | 1705.4721 | 1629.0988 | 1772.4765 | 1716.7488 | 1828.1441 | 1800.6381 | 1858.7807 | 1959.39 | 0 | 0 | 0 | 0 | 0 | 0 | 0 | 0 | 0 | 0 | 0 | 0 | 0 | 0 | 0 | 0 | 0 | 0 |  | 281.2564 | 287.4441 | 293.7678 | 300.2307 | 306.8358 | 313.5862 | 320.4851 | 327.5357 | 334.7415 | 342.1058 | 349.6322 | 357.3241 | 365.1852 | 373.2193 | 381.4301 | 389.8216 | 398.3977 | 407.1624 | 416.12 | 425.2746 | 434.6307 | 444.1925 | 453.9648 | 463.952 | 474.1589 | 484.5904 | 495.2514 | 506.147 | 517.2822 | 528.6624 | 540.293 | 552.1794 | 564.3274 | 576.7426 | 589.4309 | 602.3984 | 615.6511 | 629.1955 | 643.0378 | 657.1846 | 671.6427 | 686.4188 | 701.52 | 716.9534 | 732.7264 | 748.8464 | 765.321 | 0 | 0 | 0 | 0 | 0 | 0 | 0 | 0 | 0 | 0 | 0 | 0 | 0 | 0 | 0 | 0 | 0 | 0 | 0 | 0 | 0 | 0 | 0 | 0 | 0 | 0 | 0 | 0 | 0 | 0 | 0 | 0 | 0 | 0 | 0 | 0 | 0 | 0 | 0 | 0 | 0 | 0 | 0 | 0 | 0 | 0 | 0 | 0 | 0 | 0 | 0 | 0 | 0 | 0 | 0 | 0 | 0 | 0 | 0 | 0 | 0 | 0 | 0 | 0 | 0 | 0 | 0 | 0 | 0 | 0 | 0 | 0 | 0 | 0 | 0 | 0 | 0 | 0 | 0 | 0 | 0 | 0 | 0 | 0 | 0 | 0 | 0 | 0 | 0 | 0 | 0 | 0 | 0 | 0 | 0 | 0 | 0 | 0 | 0 | 0 | 0 | 0 | 0 | 0 | 0 | 0 | 0 | 0 | 0 | 0 | 0 | 0 | 0 | 0 | 0 | 0 | 0 | 0 | 0 | 0 | 0 | 0 | 0 | 0 | 0 | 0 | 0 | 0 | 0 | 0 | 0 | 0 | 0 | 0 | 0 | 0 | 0 | 0 | 0 | 0 | 0 | 0 | 0 | 0 | 0 | 0 | 0 | 0 | 0 | 0 | 0 | 0 | 0 | 0 | 0 | 0 | 0 | 0 | 0 | 0 | 0 | 0 | 0 | 0 | 0 | 0 | 0 | 0 | 0 | 0 | 0 | 0 | 0 | 0 | 0 | 0 | 0 | 0 | 0 | 0 | 0 | 0 | 0 | 0 | 0 | 0 | 0 | 0 | 0 | 0 | 0 | 0 | 0 | 0 | 0 | 0 | 0 | 0 | 0 | 0 | 0 | 0 | 0 | 0 | 0 | 0 | 0 | 0 | 0 | 0 | 0 | 0 | 0 | 0 | 0 | 0 | 0 | 0 | 0 | 0 | 0 | 0 | 0 | 0 | 0 | 0 | 0 | 0 | 0 | 0 | 0 | 0 | 0 | 0 | 0 | 0 | 0 | 0 | 0 | 0 | 0 | 0 | 0 | 0 | 0 | 0 | 0 | 0 | 0 | 0 | 0 | 0 | 0 | 0 | 0 | 0 | 0 | 0 | 0 | 0 | 0 | 0 | 0 | 0 | 0 | 0 | 0 | 0 | 0 | 0 | 0 | 0 | 0 | 0 | 0 | 0 | 0 | 0 | 0 | 0 | 0 | 0 | 0 | 0 | 0 | 0 | 0 | 0 | 0 | 0 | 0 | 0 | 0 | 0 | 0 | 0 | 0 | 0 | 0 | 0 | 0 | 0 | 0 | 0 | 0 | 0 | 0 | 0 | 0 | 0 | 0 | 0 | 0 | 0 | 0 | 0 | 0 | 0 | 0 | 0 | 0 | 0 | 0 | 0 | 0 | 0 | 0 | 0 | 0 | 0 | 0 | 0 | 0 | 0 | 0 | 0 | 0 | 0 | 0 | 0 | 0 | 0 | 0 | 0 | 0 | 0 | 0 | 0 | 0 | 0 | 0 | 0 | 0 | 0 | 0 | 0 | 0 | 0 | 0 | 0 | 0 | 0 | 0 | 0 | 0 | 0 | 0 | 0 | 0 | 0 | 0 | 0 | 0 | 0 | 0 | 0 | 0 | 0 | 0 | 0 | 0 | 0 | 0 | 0 | 0 | 0 | 0 | 0 | 0 | 0 | 0 | 0 | 0 | 0 | 0 | 0 | 0 | 0 | 0 | 0 | 0 | 0 | 0 | 0 | 0 | 0 | 0 | 0 | 0 | 0 | 0 | 0 | 0 | 0 | 0 | 1524.7077 | 1549.8273 | 1522.9855 | 1543.5592 | 1585.5866 | 1619.1841 | 1651.5678 | 1684.5991 | 1718.2911 | 1752.6569 | 1787.7101 | 1823.4643 | 1859.9335 | 1897.1322 | 1935.0749 | 1973.7764 | 2013.2519 | 2053.5169 | 2094.5873 | 2136.479 | 2179.2086 | 2222.7928 | 2267.2486 | 2312.5936 | 2358.8455 | 2406.0224 | 2454.1428 | 2503.2257 | 2553.2902 | 2604.356 | 2656.4431 | 2714.8849 | 2774.6123 | 2835.6538 | 2898.0382 | 2961.795 | 3026.9545 | 3093.5475 | 3161.6056 | 3231.1609 | 3302.2464 | 3374.8958 | 3449.1435 | 3525.0247 | 3602.5752 | 3681.8319 | 3762.8322 | 0 | 0 | 0 | 0 | 0 | 0 | 0 | 0 | 0 | 0 | 0 | 0 | 0 | 0 | 0 | 0 | 0 | 0 | 0 |  | 0 | 0 | 0 | 0 | 0 | 0 | 0 | 0 | 0 | 0 | 0 | 0 | 0 | 0 | 0 | 0 | 0 | 0 | 0 | 0 | 0 | 0 | 0 | 0 | 0 | 0 | 0 | 0 | 0 | 0 | 0 | 0 | 0 | 0 | 0 | 0 | 0 | 0 | 0 | 0 | 0 | 0 | 0 | 0 | 0 | 0 | 0 | 0 | 0 | 0 | 0 | 0 | 0 | 0 | 0 | 0 | 0 | 0 | 0 | 0 | 0 | 0 | 0 | 0 | 0 | 0 |  | 0 | 0 | 0 | 0 | 0 | 0 | 0 | 0 | 0 | 0 | 0 | 0 | 0 | 0 | 0 | 0 | 0 | 0 | 0 | 0 | 0 | 0 | 0 | 0 | 0 | 0 | 0 | 0 | 0 | 0 | 0 | 0 | 0 | 0 | 0 | 0 | 0 | 0 | 0 | 0 | 0 | 0 | 0 | 0 | 0 | 0 | 0 | 0 | 0 | 0 | 0 | 0 | 0 | 0 | 0 | 0 | 0 | 0 | 0 | 0 | 0 | 0 | 0 | 0 | 0 | 0 | 1595.1908 | 1630.285 | 1666.1513 | 1702.8066 | 1740.2683 | 1778.5542 | 1817.6824 | 1857.6714 | 1898.5402 | 1940.3081 | 1982.9949 | 2026.6208 | 2071.2064 | 2116.773 | 2163.342 | 2210.9355 | 2259.5761 | 2309.2867 | 2360.091 | 2412.013 | 2465.0773 | 2519.309 | 2574.7338 | 2631.378 | 2689.2683 | 2748.4322 | 2808.8977 | 2870.6935 | 2933.8487 | 2998.3934 | 3064.358 | 3131.7739 | 3200.6729 | 3271.0877 | 3343.0517 | 3416.5988 | 3491.764 | 3568.5828 | 3647.0916 | 3727.3276 | 3809.3288 | 3893.1341 | 3978.783 | 4066.3162 | 4155.7752 | 4247.2023 | 4340.6407 | 0 | 0 | 0 | 0 | 0 | 0 | 0 | 0 | 0 | 0 | 0 | 0 | 0 | 0 | 0 | 0 | 0 | 0 | 0 |  | 663.2514 | 684.977 | 730.9918 | 739.7824 | 717.0856 | 736.8485 | 775.2052 | 790.9797 | 806.7671 | 848.2341 | 879.8316 | 878.8761 | 917.5429 | 888.0056 | 960.1982 | 953.0105 | 1015.8223 | 991.7566 | 995.2118 | 1069.2005 | 1089.3259 | 1129.2861 | 1185.5 | 1147.4969 | 1176.5562 | 1249.8102 | 1227.0719 | 1256.0455 | 1302.542 | 1380.6084 | 1351.8327 | 1354.7951 | 1421.391 | 1508.9954 | 1506.7434 | 1603.2562 | 1636.075 | 1672.1646 | 1623.1345 | 1768.3968 | 1695.2868 | 1863.5754 | 1773.4949 | 1932.3018 | 1906.1062 | 1932.4384 | 2015.6986 | 0 | 0 | 0 | 0 | 0 | 0 | 0 | 0 | 0 | 0 | 0 | 0 | 0 | 0 | 0 | 0 | 0 | 0 |  | 666.108 | 654.5133 | 689.2571 | 729.9746 | 733.1414 | 706.2563 | 789.704 | 758.5239 | 827.475 | 846.4652 | 840.9274 | 886.5971 | 886.3374 | 904.7074 | 927.3139 | 957.2116 | 926.628 | 974.9941 | 1015.1879 | 1066.2563 | 1053.0709 | 1116.376 | 1154.0811 | 1182.9707 | 1138.8516 | 1208.7336 | 1243.8813 | 1265.4505 | 1292.1812 | 1275.2904 | 1255.3959 | 1303.1507 | 1360.3543 | 1442.9495 | 1405.2896 | 1488.5867 | 1480.1604 | 1451.3146 | 1585.6368 | 1559.1984 | 1676.161 | 1649.1432 | 1671.129 | 1686.9389 | 1750.8274 | 1780.281 | 1880.9211 | 0 | 0 | 0 | 0 | 0 | 0 | 0 | 0 | 0 | 0 | 0 | 0 | 0 | 0 | 0 | 0 | 0 | 0 |  | 635.3294 | 691.0035 | 678.4453 | 673.5333 | 707.3327 | 723.5187 | 712.4653 | 743.1321 | 795.1651 | 781.9953 | 794.3771 | 832.9314 | 848.4017 | 888.5541 | 927.9284 | 956.3162 | 911.8873 | 984.3682 | 985.3508 | 981.1922 | 1035.575 | 1080.3581 | 1076.4775 | 1091.5592 | 1119.0059 | 1155.8568 | 1129.8386 | 1200.8773 | 1152.141 | 1215.0323 | 1295.0953 | 1315.7193 | 1361.3741 | 1331.4559 | 1421.7987 | 1378.1531 | 1446.2499 | 1561.9144 | 1508.3169 | 1574.8795 | 1589.1505 | 1642.9115 | 1716.81 | 1732.7197 | 1767.2183 | 1830.9677 | 1864.0094 | 0 | 0 | 0 | 0 | 0 | 0 | 0 | 0 | 0 | 0 | 0 | 0 | 0 | 0 | 0 | 0 | 0 | 0
OH-3PH | 2.277% | 2.182% | EL-G40 | White River Jct | 204107 | 204107: Beanville Rd L37 P.X2 P21 | 467089 | 620483 | 3PH | OH | 1.12 | Zone 3 | 279 | 822502 |  |  |  |  | 1141691.2241 |  | 945055.6038 | 196635.6203 | 8904.1536 | 11937.0129 | 0 | 43855.1081 | 1399150.525 | 0 | 0 | 18866.2852 | 8679.0586 | 8955.7427 | 9194.3814 | 21051.07 |  |  |  | 88986.8549 | 86808.5437 | 84332.3151 | 81962.1439 | 79690.091 | 77508.8282 | 75411.5359 | 73391.9038 | 71415.631 | 69445.567 | 67475.5029 | 65505.4389 | 63535.3748 | 61565.3108 | 59595.2467 | 57625.1827 | 55655.1187 | 53685.0546 | 51714.9906 | 49744.9265 | 48001.9393 | 46713.0041 | 45651.1457 | 44589.2873 | 43527.4289 | 42465.5705 | 41403.7121 | 40341.8538 | 39279.9954 | 38218.137 | 37156.2786 | 36094.4202 | 35032.5618 | 33970.7034 | 32908.845 | 31846.9866 | 30785.1283 | 29723.2699 | 28661.4115 | 27599.5531 | 26537.6947 | 25475.8363 | 24413.9779 | 23352.1195 | 22290.2611 | 21228.4028 | 20166.5444 | 19104.686 | 18042.8276 | 16980.9692 | [16 empty] | 13283.4073 | 13283.4073 | 13283.4073 | 13283.4073 | 13283.4073 | 13283.4073 | 13283.4073 | 13283.4073 | 13283.4073 | 13283.4073 | 13283.4073 | 13283.4073 | 13283.4073 | 13283.4073 | 13283.4073 | 13283.4073 | 13283.4073 | 13283.4073 | 13283.4073 | 13283.4073 | 13283.4073 | 13283.4073 | 13283.4073 | 13283.4073 | 13283.4073 | 13283.4073 | 13283.4073 | 13283.4073 | 13283.4073 | 13283.4073 | 13283.4073 | 13283.4073 | 13283.4073 | 13283.4073 | 13283.4073 | 13283.4073 | 13283.4073 | 13283.4073 | 13283.4073 | 13283.4073 | 13283.4073 | 13283.4073 | 13283.4073 | 13283.4073 | 13283.4073 | 13283.4073 | 13283.4073 | 13283.4073 | 13283.4073 | 13283.4073 | [16 empty] | 421.0046 | 446.4284 | 436.4038 | 479.5314 | 493.4259 | 503.8854 | 488.8472 | 493.1633 | 511.4549 | 549.2289 | 536.8443 | 538.4916 | 601.9192 | 592.6887 | 580.2769 | 596.4174 | 621.473 | 635.1862 | 663.9563 | 658.4186 | 686.0109 | 723.3768 | 733.5285 | 756.9962 | 780.0873 | 764.5118 | 821.0753 | 819.9658 | 810.9831 | 833.8673 | 882.5636 | 913.476 | 900.6893 | 894.6987 | 992.5936 | 1025.7711 | 1046.753 | 1039.12 | 1102.8582 | 1123.6051 | 1073.2886 | 1167.7492 | 1131.0345 | 1204.4244 | 1186.3027 | 1224.6084 | 1290.8922 | 0 | 0 | 0 | 0 | 0 | 0 | 0 | 0 | 0 | 0 | 0 | 0 | 0 | 0 | 0 | 0 | 0 | 0 |  | 595.9409 | 609.0516 | 622.4508 | 636.1447 | 650.1399 | 664.443 | 679.0607 | 694 | 709.268 | 724.8719 | 740.8191 | 757.1171 | 773.7737 | 790.7967 | 808.1943 | 825.9745 | 844.146 | 862.7172 | 881.697 | 901.0943 | 920.9184 | 941.1786 | 961.8845 | 983.046 | 1004.673 | 1026.7758 | 1049.3649 | 1072.4509 | 1096.0448 | 1120.1578 | 1144.8013 | 1169.9869 | 1195.7266 | 1222.0326 | 1248.9173 | 1276.3935 | 1304.4741 | 1333.1726 | 1362.5024 | 1392.4774 | 1423.1119 | 1454.4204 | 1486.4176 | 1519.1188 | 1552.5394 | 1586.6953 | 1621.6026 | 0 | 0 | 0 | 0 | 0 | 0 | 0 | 0 | 0 | 0 | 0 | 0 | 0 | 0 | 0 | 0 | 0 | 0 | 0 | 0 | 0 | 0 | 0 | 0 | 0 | 0 | 0 | 0 | 0 | 0 | 0 | 0 | 0 | 0 | 0 | 0 | 0 | 0 | 0 | 0 | 0 | 0 | 0 | 0 | 0 | 0 | 0 | 0 | 0 | 0 | 0 | 0 | 0 | 0 | 0 | 0 | 0 | 0 | 0 | 0 | 0 | 0 | 0 | 0 | 0 | 0 | 0 | 0 | 0 | 0 | 0 | 0 | 0 | 0 | 0 | 0 | 0 | 0 | 0 | 0 | 0 | 0 | 0 | 0 | 0 | 0 | 0 | 0 | 0 | 0 | 0 | 0 | 0 | 0 | 0 | 0 | 0 | 0 | 0 | 0 | 0 | 0 | 0 | 0 | 0 | 0 | 0 | 0 | 0 | 0 | 0 | 0 | 0 | 0 | 0 | 0 | 0 | 0 | 0 | 0 | 0 | 0 | 0 | 0 | 0 | 0 | 0 | 0 | 0 | 0 | 0 | 0 | 0 | 0 | 0 | 0 | 0 | 0 | 0 | 0 | 0 | 0 | 0 | 0 | 0 | 0 | 0 | 0 | 0 | 0 | 0 | 0 | 0 | 0 | 0 | 0 | 0 | 0 | 0 | 0 | 0 | 0 | 0 | 0 | 0 | 0 | 0 | 0 | 0 | 0 | 0 | 0 | 0 | 0 | 0 | 0 | 0 | 0 | 0 | 0 | 0 | 0 | 0 | 0 | 0 | 0 | 0 | 0 | 0 | 0 | 0 | 0 | 0 | 0 | 0 | 0 | 0 | 0 | 0 | 0 | 0 | 0 | 0 | 0 | 0 | 0 | 0 | 0 | 0 | 0 | 0 | 0 | 0 | 0 | 0 | 0 | 0 | 0 | 0 | 0 | 0 | 0 | 0 | 0 | 0 | 0 | 0 | 0 | 0 | 0 | 0 | 0 | 0 | 0 | 0 | 0 | 0 | 0 | 0 | 0 | 0 | 0 | 0 | 0 | 0 | 0 | 0 | 0 | 0 | 0 | 0 | 0 | 0 | 0 | 0 | 0 | 0 | 0 | 0 | 0 | 0 | 0 | 0 | 0 | 0 | 0 | 0 | 0 | 0 | 0 | 0 | 0 | 0 | 0 | 0 | 0 | 0 | 0 | 0 | 0 | 0 | 0 | 0 | 0 | 0 | 0 | 0 | 0 | 0 | 0 | 0 | 0 | 0 | 0 | 0 | 0 | 0 | 0 | 0 | 0 | 0 | 0 | 0 | 0 | 0 | 0 | 0 | 0 | 0 | 0 | 0 | 0 | 0 | 0 | 0 | 0 | 0 | 0 | 0 | 0 | 0 | 0 | 0 | 0 | 0 | 0 | 0 | 0 | 0 | 0 | 0 | 0 | 0 | 0 | 0 | 0 | 0 | 0 | 0 | 0 | 0 | 0 | 0 | 0 | 0 | 0 | 0 | 0 | 0 | 0 | 0 | 0 | 0 | 0 | 0 | 0 | 0 | 0 | 0 | 0 | 0 | 0 | 0 | 0 | 0 | 0 | 0 | 0 | 0 | 0 | 0 | 0 | 0 | 0 | 0 | 0 | 0 | 0 | 0 | 0 | 0 | 0 | 0 | 0 | 0 | 0 | 0 | 0 | 0 | 0 | 0 | 0 | 0 | 0 | 0 | 0 | 0 | 0 | 0 | 0 | 0 | 0 | 0 | 0 | 0 | 0 | 0 | 0 | 0 | 0 | 0 | 0 | 0 | 0 | 0 | 1004.5133 | 1021.0627 | 1003.3787 | 1016.9331 | 1044.6218 | 1066.7566 | 1088.0917 | 1109.8535 | 1132.0506 | 1154.6916 | 1177.7855 | 1201.3412 | 1225.368 | 1249.8753 | 1274.8728 | 1300.3703 | 1326.3777 | 1352.9053 | 1379.9634 | 1407.5626 | 1435.7139 | 1464.4282 | 1493.7167 | 1523.5911 | 1554.0629 | 1585.1441 | 1616.847 | 1649.184 | 1682.1677 | 1715.811 | 1750.1272 | 1788.63 | 1827.9799 | 1868.1954 | 1909.2957 | 1951.3002 | 1994.2289 | 2038.1019 | 2082.9401 | 2128.7648 | 2175.5976 | 2223.4608 | 2272.3769 | 2322.3692 | 2373.4613 | 2425.6775 | 2479.0424 | 0 | 0 | 0 | 0 | 0 | 0 | 0 | 0 | 0 | 0 | 0 | 0 | 0 | 0 | 0 | 0 | 0 | 0 | 0 |  | 0 | 0 | 0 | 0 | 0 | 0 | 0 | 0 | 0 | 0 | 0 | 0 | 0 | 0 | 0 | 0 | 0 | 0 | 0 | 0 | 0 | 0 | 0 | 0 | 0 | 0 | 0 | 0 | 0 | 0 | 0 | 0 | 0 | 0 | 0 | 0 | 0 | 0 | 0 | 0 | 0 | 0 | 0 | 0 | 0 | 0 | 0 | 0 | 0 | 0 | 0 | 0 | 0 | 0 | 0 | 0 | 0 | 0 | 0 | 0 | 0 | 0 | 0 | 0 | 0 | 0 |  | 0 | 0 | 0 | 0 | 0 | 0 | 0 | 0 | 0 | 0 | 0 | 0 | 0 | 0 | 0 | 0 | 0 | 0 | 0 | 0 | 0 | 0 | 0 | 0 | 0 | 0 | 0 | 0 | 0 | 0 | 0 | 0 | 0 | 0 | 0 | 0 | 0 | 0 | 0 | 0 | 0 | 0 | 0 | 0 | 0 | 0 | 0 | 0 | 0 | 0 | 0 | 0 | 0 | 0 | 0 | 0 | 0 | 0 | 0 | 0 | 0 | 0 | 0 | 0 | 0 | 0 | 1050.9492 | 1074.0701 | 1097.6996 | 1121.849 | 1146.5297 | 1171.7534 | 1197.5319 | 1223.8777 | 1250.803 | 1278.3206 | 1306.4437 | 1335.1854 | 1364.5595 | 1394.5798 | 1425.2606 | 1456.6163 | 1488.6619 | 1521.4124 | 1554.8835 | 1589.0909 | 1624.0509 | 1659.7801 | 1696.2952 | 1733.6137 | 1771.7532 | 1810.7318 | 1850.5679 | 1891.2804 | 1932.8886 | 1975.4121 | 2018.8712 | 2063.2863 | 2108.6786 | 2155.0696 | 2202.4811 | 2250.9357 | 2300.4563 | 2351.0663 | 2402.7898 | 2455.6511 | 2509.6755 | 2564.8883 | 2621.3159 | 2678.9848 | 2737.9225 | 2798.1568 | 2859.7162 | 0 | 0 | 0 | 0 | 0 | 0 | 0 | 0 | 0 | 0 | 0 | 0 | 0 | 0 | 0 | 0 | 0 | 0 | 0 |  | 436.9656 | 451.279 | 481.5946 | 487.386 | 472.4329 | 485.4532 | 510.7234 | 521.116 | 531.5171 | 558.8366 | 579.6538 | 579.0242 | 604.4989 | 585.039 | 632.6012 | 627.8657 | 669.2476 | 653.3926 | 655.669 | 704.4144 | 717.6735 | 744.0003 | 781.0353 | 755.998 | 775.1429 | 823.4043 | 808.4239 | 827.5123 | 858.1453 | 909.5773 | 890.6192 | 892.5709 | 936.4458 | 994.1617 | 992.678 | 1056.2629 | 1077.8847 | 1101.6614 | 1069.3592 | 1165.0614 | 1116.8948 | 1227.7673 | 1168.4202 | 1273.0459 | 1255.7876 | 1273.1359 | 1327.9896 | 0 | 0 | 0 | 0 | 0 | 0 | 0 | 0 | 0 | 0 | 0 | 0 | 0 | 0 | 0 | 0 | 0 | 0 |  | 438.8476 | 431.2088 | 454.0988 | 480.9245 | 483.0108 | 465.2983 | 520.2756 | 499.7334 | 545.16 | 557.6712 | 554.0227 | 584.111 | 583.9399 | 596.0425 | 610.9362 | 630.6335 | 610.4843 | 642.3491 | 668.8296 | 702.4747 | 693.7879 | 735.4948 | 760.3358 | 779.369 | 750.3023 | 796.3421 | 819.4983 | 833.7086 | 851.3194 | 840.1913 | 827.0844 | 858.5463 | 896.2334 | 950.6491 | 925.8378 | 980.7159 | 975.1645 | 956.1602 | 1044.6548 | 1027.2366 | 1104.2943 | 1086.4943 | 1100.9791 | 1111.395 | 1153.4863 | 1172.891 | 1239.1951 | 0 | 0 | 0 | 0 | 0 | 0 | 0 | 0 | 0 | 0 | 0 | 0 | 0 | 0 | 0 | 0 | 0 | 0 |  | 418.57 | 455.2494 | 446.9757 | 443.7396 | 466.0074 | 476.6711 | 469.3889 | 489.5929 | 523.8735 | 515.1969 | 523.3543 | 548.7548 | 558.947 | 585.4004 | 611.3411 | 630.0436 | 600.7728 | 648.5249 | 649.1723 | 646.4325 | 682.2612 | 711.7654 | 709.2087 | 719.1449 | 737.2274 | 761.5057 | 744.3643 | 791.1662 | 759.0576 | 800.4918 | 853.2393 | 866.8268 | 896.9053 | 877.1945 | 936.7145 | 907.9597 | 952.8234 | 1029.0259 | 993.7146 | 1037.5677 | 1046.9698 | 1082.3888 | 1131.0748 | 1141.5565 | 1164.285 | 1206.2846 | 1228.0532 | 0 | 0 | 0 | 0 | 0 | 0 | 0 | 0 | 0 | 0 | 0 | 0 | 0 | 0 | 0 | 0 | 0 | 0
UG-1PH | 3.886% | 4.032% | EL-G40 | White River Jct | 204108 | 204108: S.Vershire Rd L37 21 - 53 | 620828 | 620116 | 1PH | UG | 2 | Zone 3 | 146 | 1159766 |  |  |  |  | 1609837.6226 |  | 1332572.2703 | 277265.3523 | 3358.319 | 4346.5195 | 17920.0467 | 16042.561 | 511820.8257 | 0 | 0 | 8185.039 | 3268.8272 | 3367.6024 | 3463.7107 | 61967.4381 |  |  |  | 125475.5961 | 122404.0762 | 118912.4789 | 115570.4275 | 112366.7275 | 109291.0456 | 106333.7662 | 103485.9912 | 100699.3548 | 97921.473 | 95143.5913 | 92365.7095 | 89587.8278 | 86809.946 | 84032.0643 | 81254.1825 | 78476.3008 | 75698.419 | 72920.5373 | 70142.6555 | 67684.9627 | 65867.5042 | 64370.2345 | 62872.9649 | 61375.6953 | 59878.4257 | 58381.1561 | 56883.8864 | 55386.6168 | 53889.3472 | 52392.0776 | 50894.808 | 49397.5383 | 47900.2687 | 46402.9991 | 44905.7295 | 43408.4599 | 41911.1902 | 40413.9206 | 38916.651 | 37419.3814 | 35922.1118 | 34424.8421 | 32927.5725 | 31430.3029 | 29933.0333 | 28435.7637 | 26938.494 | 25441.2244 | 23943.9548 | [16 empty] | 18730.2209 | 18730.2209 | 18730.2209 | 18730.2209 | 18730.2209 | 18730.2209 | 18730.2209 | 18730.2209 | 18730.2209 | 18730.2209 | 18730.2209 | 18730.2209 | 18730.2209 | 18730.2209 | 18730.2209 | 18730.2209 | 18730.2209 | 18730.2209 | 18730.2209 | 18730.2209 | 18730.2209 | 18730.2209 | 18730.2209 | 18730.2209 | 18730.2209 | 18730.2209 | 18730.2209 | 18730.2209 | 18730.2209 | 18730.2209 | 18730.2209 | 18730.2209 | 18730.2209 | 18730.2209 | 18730.2209 | 18730.2209 | 18730.2209 | 18730.2209 | 18730.2209 | 18730.2209 | 18730.2209 | 18730.2209 | 18730.2209 | 18730.2209 | 18730.2209 | 18730.2209 | 18730.2209 | 18730.2209 | 18730.2209 | 18730.2209 | [16 empty] | 150.3588 | 159.4387 | 155.8585 | 171.2612 | 176.2235 | 179.9591 | 174.5883 | 176.1298 | 182.6625 | 196.1532 | 191.7301 | 192.3184 | 214.9711 | 211.6745 | 207.2418 | 213.0062 | 221.9546 | 226.8522 | 237.1273 | 235.1495 | 245.0039 | 258.3489 | 261.9745 | 270.3558 | 278.6026 | 273.0399 | 293.2412 | 292.8449 | 289.6368 | 297.8097 | 315.2013 | 326.2414 | 321.6747 | 319.5353 | 354.4977 | 366.3468 | 373.8404 | 371.1143 | 393.8779 | 401.2876 | 383.3174 | 417.0533 | 403.9409 | 430.1516 | 423.6796 | 437.3602 | 461.0329 | 459.9529 | 495.0647 | 487.7915 | 499.7269 | 492.6093 | 506.2052 | 529.1573 | 568.8995 | 567.4457 | 0 | 0 | 0 | 0 | 0 | 0 | 0 | 0 | 0 |  | 206.0971 | 210.6312 | 215.2651 | 220.0009 | 224.841 | 229.7875 | 234.8428 | 240.0093 | 245.2895 | 250.6859 | 256.201 | 261.8374 | 267.5978 | 273.485 | 279.5016 | 285.6507 | 291.935 | 298.3576 | 304.9214 | 311.6297 | 318.4856 | 325.4922 | 332.6531 | 339.9714 | 347.4508 | 355.0947 | 362.9068 | 370.8908 | 379.0504 | 387.3895 | 395.912 | 404.6221 | 413.5238 | 422.6213 | 431.919 | 441.4212 | 451.1325 | 461.0574 | 471.2006 | 481.5671 | 492.1615 | 502.9891 | 514.0548 | 525.3641 | 536.9221 | 548.7343 | 560.8065 | 573.1442 | 585.7534 | 598.64 | 611.8101 | 625.2699 | 639.0258 | 653.0844 | 667.4523 | 682.1362 | 0 | 0 | 0 | 0 | 0 | 0 | 0 | 0 | 0 | 0 | 67.5426 | 69.0285 | 70.5472 | 72.0992 | 73.6854 | 75.3065 | 76.9632 | 78.6564 | 80.3868 | 82.1554 | 83.9628 | 85.8099 | 87.6978 | 89.6271 | 91.5989 | 93.6141 | 95.6736 | 97.7784 | 99.9295 | 102.128 | 104.3748 | 106.6711 | 109.0178 | 111.4162 | 113.8674 | 116.3725 | 118.9326 | 121.5492 | 124.2232 | 126.9562 | 129.7492 | 132.6037 | 135.521 | 138.5024 | 141.5495 | 144.6636 | 147.8462 | 151.0988 | 154.4229 | 157.8202 | 161.2923 | 164.8407 | 168.4672 | 172.1735 | 175.9613 | 179.8325 | 183.7888 | 187.8321 | 191.9644 | 196.1877 | 200.5038 | 204.9149 | 209.423 | 214.0303 | 218.739 | 223.5512 | 0 | 0 | 0 | 0 | 0 | 0 | 0 | 0 | 0 | 0 | 269.7884 | 275.7237 | 281.7897 | 287.989 | 294.3248 | 300.7999 | 307.4175 | 314.1807 | 321.0927 | 328.1567 | 335.3762 | 342.7545 | 350.2951 | 358.0016 | 365.8776 | 373.9269 | 382.1533 | 390.5607 | 399.153 | 407.9344 | 416.9089 | 426.0809 | 435.4547 | 445.0347 | 454.8255 | 464.8316 | 475.0579 | 485.5092 | 496.1904 | 507.1066 | 518.2629 | 529.6647 | 541.3173 | 553.2263 | 565.3973 | 577.836 | 590.5484 | 603.5405 | 616.8184 | 630.3884 | 644.2569 | 658.4306 | 672.916 | 687.7202 | 702.85 | 718.3127 | 734.1156 | 750.2662 | 766.772 | 783.641 | 800.8811 | 818.5005 | 836.5075 | 854.9107 | 873.7187 | 892.9405 | 0 | 0 | 0 | 0 | 0 | 0 | 0 | 0 | 0 | 0 | 140.0329 | 143.1136 | 146.2621 | 149.4799 | 152.7685 | 156.1294 | 159.5642 | 163.0746 | 166.6623 | 170.3288 | 174.0761 | 177.9057 | 181.8197 | 185.8197 | 189.9077 | 194.0857 | 198.3556 | 202.7194 | 207.1792 | 211.7372 | 216.3954 | 221.1561 | 226.0215 | 230.994 | 236.0759 | 241.2695 | 246.5775 | 252.0022 | 257.5462 | 263.2122 | 269.0029 | 274.921 | 280.9692 | 287.1506 | 293.4679 | 299.9242 | 306.5225 | 313.266 | 320.1579 | 327.2013 | 334.3998 | 341.7565 | 349.2752 | 356.9592 | 364.8124 | 372.8382 | 381.0407 | 389.4236 | 397.9909 | 406.7467 | 415.6951 | 424.8404 | 434.1869 | 443.739 | 453.5013 | 463.4783 | 0 | 0 | 0 | 0 | 0 | 0 | 0 | 0 | 0 | 0 | 12.1108 | 12.3772 | 12.6495 | 12.9278 | 13.2122 | 13.5029 | 13.8 | 14.1035 | 14.4138 | 14.7309 | 15.055 | 15.3862 | 15.7247 | 16.0707 | 16.4242 | 16.7856 | 17.1548 | 17.5322 | 17.9179 | 18.3121 | 18.715 | 19.1267 | 19.5475 | 19.9776 | 20.4171 | 20.8663 | 21.3253 | 21.7945 | 22.274 | 22.764 | 23.2648 | 23.7766 | 24.2997 | 24.8343 | 25.3806 | 25.939 | 26.5097 | 27.0929 | 27.6889 | 28.2981 | 28.9206 | 29.5569 | 30.2072 | 30.8717 | 31.5509 | 32.245 | 32.9544 | 33.6794 | 34.4203 | 35.1776 | 35.9515 | 36.7424 | 37.5508 | 38.3769 | 39.2212 | 40.084 | 0 | 0 | 0 | 0 | 0 | 0 | 0 | 0 | 0 | 0 | 360.2326 | 368.1577 | 376.2572 | 384.5348 | 392.9946 | 401.6405 | 410.4766 | 419.507 | 428.7362 | 438.1684 | 447.8081 | 457.6599 | 467.7284 | 478.0184 | 488.5348 | 499.2826 | 510.2668 | 521.4927 | 532.9655 | 544.6908 | 556.674 | 568.9208 | 581.437 | 594.2287 | 607.3017 | 620.6623 | 634.3169 | 648.2719 | 662.5339 | 677.1096 | 692.006 | 707.2301 | 722.7892 | 738.6906 | 754.9418 | 771.5505 | 788.5246 | 805.8721 | 823.6013 | 841.7205 | 860.2384 | 879.1636 | 898.5052 | 918.2724 | 938.4744 | 959.1208 | 980.2214 | 1001.7863 | 1023.8256 | 1046.3498 | 1069.3695 | 1092.8956 | 1116.9393 | 1141.512 | 1166.6252 | 1192.291 | 0 | 0 | 0 | 0 | 0 | 0 | 0 | 0 | 0 | 0 | 849.7073 | 868.4008 | 887.5057 | 907.0308 | 926.9855 | 947.3791 | 968.2215 | 989.5223 | 1011.2918 | 1033.5403 | 1056.2781 | 1079.5163 | 1103.2656 | 1127.5375 | 1152.3433 | 1177.6948 | 1203.6041 | 1230.0834 | 1257.1453 | 1284.8024 | 1313.0681 | 1341.9556 | 1371.4786 | 1401.6512 | 1432.4875 | 1464.0022 | 1496.2103 | 1529.1269 | 1562.7677 | 1597.1486 | 1632.2858 | 1668.1961 | 1704.8964 | 1742.4041 | 1780.737 | 1819.9133 | 1859.9513 | 1900.8703 | 1942.6894 | 1985.4286 | 2029.108 | 2073.7484 | 2119.3709 | 2165.997 | 2213.649 | 2262.3492 | 2312.1209 | 2362.9876 | 2414.9733 | 2468.1027 | 2522.401 | 2577.8938 | 2634.6075 | 2692.5688 | 2751.8053 | 2812.3451 | 0 | 0 | 0 | 0 | 0 | 0 | 0 | 0 | 0 | 0 | 414.5979 | 421.4284 | 414.1296 | 419.724 | 431.1521 | 440.2879 | 449.0936 | 458.0755 | 467.237 | 476.5818 | 486.1134 | 495.8357 | 505.7524 | 515.8674 | 526.1848 | 536.7085 | 547.4426 | 558.3915 | 569.5593 | 580.9505 | 592.5695 | 604.4209 | 616.5093 | 628.8395 | 641.4163 | 654.2446 | 667.3295 | 680.6761 | 694.2896 | 708.1754 | 722.3389 | 738.2304 | 754.4714 | 771.0698 | 788.0334 | 805.3701 | 823.0882 | 841.1962 | 859.7025 | 878.6159 | 897.9455 | 917.7003 | 937.8897 | 958.5233 | 979.6108 | 1001.1622 | 1023.1878 | 1045.6979 | 1068.7033 | 1092.2147 | 1116.2435 | 1140.8008 | 1165.8984 | 1191.5482 | 1217.7623 | 1244.553 | 0 | 0 | 0 | 0 | 0 | 0 | 0 | 0 | 0 | 0 |  | 0 | 0 | 0 | 0 | 0 | 0 | 0 | 0 | 0 | 0 | 0 | 0 | 0 | 0 | 0 | 0 | 0 | 0 | 0 | 0 | 0 | 0 | 0 | 0 | 0 | 0 | 0 | 0 | 0 | 0 | 0 | 0 | 0 | 0 | 0 | 0 | 0 | 0 | 0 | 0 | 0 | 0 | 0 | 0 | 0 | 0 | 0 | 0 | 0 | 0 | 0 | 0 | 0 | 0 | 0 | 0 | 0 | 0 | 0 | 0 | 0 | 0 | 0 | 0 | 0 | 0 |  | 0 | 0 | 0 | 0 | 0 | 0 | 0 | 0 | 0 | 0 | 0 | 0 | 0 | 0 | 0 | 0 | 0 | 0 | 0 | 0 | 0 | 0 | 0 | 0 | 0 | 0 | 0 | 0 | 0 | 0 | 0 | 0 | 0 | 0 | 0 | 0 | 0 | 0 | 0 | 0 | 0 | 0 | 0 | 0 | 0 | 0 | 0 | 0 | 0 | 0 | 0 | 0 | 0 | 0 | 0 | 0 | 0 | 0 | 0 | 0 | 0 | 0 | 0 | 0 | 0 | 0 | 2938.2838 | 3002.926 | 3068.9904 | 3136.5082 | 3205.5114 | 3276.0326 | 3348.1053 | 3421.7637 | 3497.0425 | 3573.9774 | 3652.6049 | 3732.9622 | 3815.0874 | 3899.0193 | 3984.7977 | 4072.4633 | 4162.0575 | 4253.6227 | 4347.2024 | 4442.8409 | 4540.5834 | 4640.4762 | 4742.5667 | 4846.9032 | 4953.535 | 5062.5128 | 5173.8881 | 5287.7136 | 5404.0433 | 5522.9323 | 5644.4368 | 5768.6144 | 5895.5239 | 6025.2254 | 6157.7804 | 6293.2516 | 6431.7031 | 6573.2006 | 6717.811 | 6865.6028 | 7016.6461 | 7171.0123 | 7328.7746 | 7490.0076 | 7654.7878 | 7823.1931 | 7995.3034 | 8171.2 | 8350.9664 | 8534.6877 | 8722.4508 | 8914.3447 | 9110.4603 | 9310.8905 | 9515.73 | 9725.0761 | 0 | 0 | 0 | 0 | 0 | 0 | 0 | 0 | 0 | 0 |  | 156.0592 | 161.1711 | 171.9981 | 174.0664 | 168.726 | 173.3761 | 182.4012 | 186.1129 | 189.8275 | 199.5845 | 207.0192 | 206.7944 | 215.8925 | 208.9425 | 225.929 | 224.2378 | 239.017 | 233.3545 | 234.1675 | 251.5766 | 256.312 | 265.7144 | 278.9412 | 269.9993 | 276.8368 | 294.073 | 288.7228 | 295.5401 | 306.4805 | 324.849 | 318.0783 | 318.7753 | 334.4449 | 355.0578 | 354.5279 | 377.2368 | 384.9588 | 393.4505 | 381.914 | 416.0934 | 398.891 | 438.4883 | 417.2929 | 454.6592 | 448.4956 | 454.6914 | 474.282 | 466.0771 | 490.0198 | 486.7515 | 499.0554 | 510.8039 | 522.0572 | 542.0252 | 563.5547 | 574.1074 | 0 | 0 | 0 | 0 | 0 | 0 | 0 | 0 | 0 |  | 156.7313 | 154.0031 | 162.1781 | 171.7587 | 172.5039 | 166.178 | 185.8127 | 178.4762 | 194.7 | 199.1683 | 197.8653 | 208.6111 | 208.55 | 212.8723 | 218.1915 | 225.2263 | 218.0301 | 229.4104 | 238.8677 | 250.8838 | 247.7814 | 262.6767 | 271.5485 | 278.3461 | 267.9651 | 284.4079 | 292.678 | 297.7531 | 304.0426 | 300.0683 | 295.3873 | 306.6237 | 320.0834 | 339.5175 | 330.6564 | 350.2557 | 348.273 | 341.4858 | 373.091 | 366.8702 | 394.3908 | 388.0337 | 393.2068 | 396.9268 | 411.9594 | 418.8897 | 442.5697 | 433.9916 | 444.1373 | 464.6657 | 460.3123 | 488.1661 | 495.1645 | 523.923 | 542.6815 | 525.2554 | 0 | 0 | 0 | 0 | 0 | 0 | 0 | 0 | 0 |  | 149.4893 | 162.5891 | 159.6342 | 158.4784 | 166.4312 | 170.2397 | 167.6389 | 174.8546 | 187.0977 | 183.9989 | 186.9122 | 195.9839 | 199.6239 | 209.0716 | 218.3361 | 225.0156 | 214.5617 | 231.6161 | 231.8473 | 230.8687 | 243.6647 | 254.2019 | 253.2888 | 256.8375 | 263.2955 | 271.9663 | 265.8444 | 282.5594 | 271.092 | 285.8899 | 304.7283 | 309.581 | 320.3233 | 313.2837 | 334.5409 | 324.2713 | 340.2941 | 367.5093 | 354.8981 | 370.5599 | 373.9178 | 386.5674 | 403.9553 | 407.6987 | 415.8161 | 430.8159 | 438.5904 | 447.6545 | 463.9727 | 438.7045 | 486.109 | 465.5873 | 508.6846 | 507.3524 | 529.3999 | 521.4477 | 0 | 0 | 0 | 0 | 0 | 0 | 0 | 0 | 0
OH-3PH | 10.41% | 9.743% | DM-G6 | Brattleboro | 204888 | 204888: Rt 30-Main Line feeder | Sub | 0 | 3PH | OH | 5 | Zone 1 | 1511 | 3762144 | Mainline feed that backs up to EJ-G7 | 2571 Customers on the EJ-G7 and 1907 on the DM-G6 | EJ-G7 | 2571 | 5222123.2152 |  | 4322707.1419 | 899416.0733 | 39750.6856 | 71355.3381 | 0 | 810953.4607 | 17701711.9312 | 349216.0004 | 7622781.5037 | 84224.4875 | 38745.7973 | 39980.9944 | 41046.3454 | 93977.991 |  |  |  | 407028.0219 | 397064.3742 | 385738.0446 | 374896.8242 | 364504.3996 | 354527.2508 | 344934.1855 | 335696.3394 | 326656.82 | 317645.6995 | 308634.579 | 299623.4585 | 290612.338 | 281601.2175 | 272590.097 | 263578.9765 | 254567.8561 | 245556.7356 | 236545.6151 | 227534.4946 | 219562.0291 | 213666.4082 | 208809.4423 | 203952.4764 | 199095.5105 | 194238.5446 | 189381.5787 | 184524.6128 | 179667.6469 | 174810.681 | 169953.7151 | 165096.7492 | 160239.7833 | 155382.8174 | 150525.8515 | 145668.8856 | 140811.9197 | 135954.9538 | 131097.9879 | 126241.022 | 121384.0561 | 116527.0902 | 111670.1243 | 106813.1584 | 101956.1925 | 97099.2266 | 92242.2607 | 87385.2948 | 82528.3289 | 77671.363 | [16 empty] | 60758.6256 | 60758.6256 | 60758.6256 | 60758.6256 | 60758.6256 | 60758.6256 | 60758.6256 | 60758.6256 | 60758.6256 | 60758.6256 | 60758.6256 | 60758.6256 | 60758.6256 | 60758.6256 | 60758.6256 | 60758.6256 | 60758.6256 | 60758.6256 | 60758.6256 | 60758.6256 | 60758.6256 | 60758.6256 | 60758.6256 | 60758.6256 | 60758.6256 | 60758.6256 | 60758.6256 | 60758.6256 | 60758.6256 | 60758.6256 | 60758.6256 | 60758.6256 | 60758.6256 | 60758.6256 | 60758.6256 | 60758.6256 | 60758.6256 | 60758.6256 | 60758.6256 | 60758.6256 | 60758.6256 | 60758.6256 | 60758.6256 | 60758.6256 | 60758.6256 | 60758.6256 | 60758.6256 | 60758.6256 | 60758.6256 | 60758.6256 | [16 empty] | 1879.4848 | 1992.9841 | 1948.2313 | 2140.7651 | 2202.794 | 2249.4884 | 2182.3536 | 2201.622 | 2283.2809 | 2451.9146 | 2396.6263 | 2403.9803 | 2687.1392 | 2645.9317 | 2590.522 | 2662.5776 | 2774.4329 | 2835.6529 | 2964.0907 | 2939.3689 | 3062.5487 | 3229.3607 | 3274.681 | 3379.4475 | 3482.5325 | 3412.999 | 3665.5148 | 3660.5616 | 3620.4603 | 3722.6217 | 3940.016 | 4078.0177 | 4020.9343 | 3994.1908 | 4431.2213 | 4579.3353 | 4673.0044 | 4638.9286 | 4923.4742 | 5016.0944 | 4791.4669 | 5213.166 | 5049.2611 | 5376.8945 | 5295.9944 | 5467.002 | 5762.9116 | 0 | 0 | 0 | 0 | 0 | 0 | 0 | 0 | 0 | 0 | 0 | 0 | 0 | 0 | 0 | 0 | 0 | 0 |  | 3562.329 | 3640.7002 | 3720.7956 | 3802.6531 | 3886.3115 | 3971.8104 | 4059.1902 | 4148.4924 | 4239.7592 | 4333.0339 | 4428.3607 | 4525.7846 | 4625.3519 | 4727.1096 | 4831.106 | 4937.3903 | 5046.0129 | 5157.0252 | 5270.4798 | 5386.4303 | 5504.9318 | 5626.0403 | 5749.8132 | 5876.3091 | 6005.5879 | 6137.7108 | 6272.7404 | 6410.7407 | 6551.777 | 6695.9161 | 6843.2263 | 6993.7772 | 7147.6403 | 7304.8884 | 7465.596 | 7629.8391 | 7797.6956 | 7969.2449 | 8144.5682 | 8323.7487 | 8506.8712 | 8694.0224 | 8885.2909 | 9080.7673 | 9280.5442 | 9484.7161 | 9693.3799 | 0 | 0 | 0 | 0 | 0 | 0 | 0 | 0 | 0 | 0 | 0 | 0 | 0 | 0 | 0 | 0 | 0 | 0 | 0 | 0 | 0 | 0 | 0 | 0 | 0 | 0 | 0 | 0 | 0 | 0 | 0 | 0 | 0 | 0 | 0 | 0 | 0 | 0 | 0 | 0 | 0 | 0 | 0 | 0 | 0 | 0 | 0 | 0 | 0 | 0 | 0 | 0 | 0 | 0 | 0 | 0 | 0 | 0 | 0 | 0 | 0 | 0 | 0 | 0 | 0 | 0 | 0 | 0 | 0 | 0 | 0 | 0 | 0 | 0 | 0 | 0 | 0 | 0 | 0 | 0 | 0 | 0 | 0 | 0 | 0 | 0 | 0 | 0 | 0 | 0 | 0 | 0 | 0 | 0 | 0 | 0 | 0 | 0 | 0 | 0 | 0 | 0 | 0 | 0 | 0 | 0 | 0 | 0 | 0 | 0 | 0 | 0 | 0 | 0 | 0 | 0 | 0 | 0 | 0 | 0 | 0 | 0 | 0 | 0 | 0 | 0 | 0 | 0 | 0 | 0 | 0 | 0 | 0 | 0 | 0 | 0 | 0 | 0 | 0 | 0 | 0 | 0 | 0 | 0 | 0 | 0 | 0 | 0 | 0 | 0 | 0 | 0 | 0 | 0 | 0 | 0 | 0 | 0 | 0 | 0 | 0 | 0 | 0 | 0 | 0 | 0 | 0 | 0 | 0 | 0 | 0 | 0 | 0 | 0 | 0 | 0 | 0 | 0 | 0 | 0 | 0 | 0 | 0 | 0 | 0 | 0 | 0 | 0 | 0 | 0 | 0 | 0 | 0 | 0 | 0 | 0 | 0 | 0 | 0 | 0 | 0 | 0 | 0 | 0 | 0 | 0 | 0 | 0 | 0 | 0 | 0 | 0 | 0 | 0 | 0 | 0 | 0 | 0 | 0 | 0 | 0 | 0 | 0 | 0 | 0 | 0 | 0 | 0 | 0 | 0 | 0 | 0 | 0 | 0 | 0 | 0 | 0 | 0 | 0 | 0 | 0 | 0 | 0 | 0 | 0 | 0 | 0 | 0 | 0 | 0 | 0 | 0 | 0 | 0 | 0 | 0 | 0 | 0 | 0 | 0 | 0 | 0 | 0 | 0 | 0 | 0 | 0 | 0 | 0 | 0 | 0 | 0 | 0 | 0 | 0 | 0 | 0 | 0 | 0 | 0 | 0 | 0 | 0 | 0 | 0 | 0 | 0 | 0 | 0 | 0 | 0 | 0 | 0 | 0 | 0 | 0 | 0 | 0 | 0 | 0 | 0 | 0 | 0 | 0 | 0 | 0 | 0 | 0 | 0 | 0 | 0 | 0 | 0 | 0 | 0 | 0 | 0 | 0 | 0 | 0 | 0 | 0 | 0 | 0 | 0 | 0 | 0 | 0 | 0 | 0 | 0 | 0 | 0 | 0 | 0 | 0 | 0 | 0 | 0 | 0 | 0 | 0 | 0 | 0 | 0 | 0 | 0 | 0 | 0 | 0 | 0 | 0 | 0 | 0 | 0 | 0 | 0 | 0 | 0 | 0 | 0 | 0 | 0 | 0 | 0 | 0 | 0 | 0 | 0 | 0 | 0 | 0 | 0 | 0 | 0 | 0 | 0 | 0 | 0 | 0 | 0 | 0 | 0 | 0 | 0 | 0 | 0 | 0 | 0 | 0 | 0 | 0 | 0 | 0 | 0 | 0 | 0 | 0 | 0 | 0 | 0 | 0 | 0 | 0 | 0 | 0 | 0 | 0 | 0 | 0 | 0 | 0 | 0 | 0 | 0 | 4484.4343 | 4558.3155 | 4479.369 | 4539.8799 | 4663.49 | 4762.3061 | 4857.5522 | 4954.7033 | 5053.7973 | 5154.8733 | 5257.9708 | 5363.1302 | 5470.3928 | 5579.8006 | 5691.3966 | 5805.2246 | 5921.3291 | 6039.7557 | 6160.5508 | 6283.7618 | 6409.437 | 6537.6258 | 6668.3783 | 6801.7458 | 6937.7808 | 7076.5364 | 7218.0671 | 7362.4284 | 7509.677 | 7659.8705 | 7813.068 | 7984.9555 | 8160.6245 | 8340.1582 | 8523.6417 | 8711.1618 | 8902.8074 | 9098.6691 | 9298.8399 | 9503.4143 | 9712.4894 | 9926.1642 | 10144.5398 | 10367.7197 | 10595.8095 | 10828.9173 | 11067.1535 | 0 | 0 | 0 | 0 | 0 | 0 | 0 | 0 | 0 | 0 | 0 | 0 | 0 | 0 | 0 | 0 | 0 | 0 | 0 |  | 17434.1867 | 17817.7388 | 18209.729 | 18610.3431 | 19019.7706 | 19438.2056 | 19865.8461 | 20302.8947 | 20749.5584 | 21206.0487 | 21672.5818 | 22149.3786 | 22636.6649 | 23134.6715 | 23643.6343 | 24163.7943 | 24695.3977 | 25238.6965 | 25793.9478 | 26361.4146 | 26941.3658 | 27534.0758 | 28139.8255 | 28758.9016 | 29391.5975 | 30038.2126 | 30699.0533 | 31374.4325 | 32064.67 | 32770.0927 | 33491.0348 | 34227.8375 | 34980.85 | 35750.4287 | 36536.9381 | 37340.7507 | 38162.2472 | 39001.8167 | 39859.8567 | 40736.7735 | 41632.9825 | 42548.9081 | 43484.9841 | 44441.6538 | 45419.3701 | 46418.5963 | 47439.8054 | 0 | 0 | 0 | 0 | 0 | 0 | 0 | 0 | 0 | 0 | 0 | 0 | 0 | 0 | 0 | 0 | 0 | 0 | 0 |  | 380558.1522 | 388930.4315 | 397486.901 | 406231.6128 | 415168.7083 | 424302.4199 | 433637.0732 | 443177.0888 | 452926.9847 | 462891.3784 | 473074.9887 | 483482.6385 | 494119.2565 | 504989.8801 | 516099.6575 | 527453.85 | 539057.8347 | 550917.107 | 563037.2834 | 575424.1036 | 588083.4339 | 601021.2694 | 614243.7374 | 627757.0996 | 641567.7558 | 655682.2464 | 670107.2558 | 684849.6155 | 699916.307 | 715314.4658 | 731051.384 | 747134.5145 | 763571.4738 | 780370.0462 | 797538.1872 | 815084.0273 | 833015.8759 | 851342.2252 | 870071.7542 | 889213.3328 | 908776.0261 | 928769.0986 | 949202.0188 | 970084.4632 | 991426.3214 | 1013237.7005 | 1035528.9299 | 0 | 0 | 0 | 0 | 0 | 0 | 0 | 0 | 0 | 0 | 0 | 0 | 0 | 0 | 0 | 0 | 0 | 0 | 0 | 4691.7376 | 4794.9558 | 4900.4449 | 5008.2546 | 5118.4362 | 5231.0418 | 5346.1248 | 5463.7395 | 5583.9418 | 5706.7885 | 5832.3378 | 5960.6493 | 6091.7836 | 6225.8028 | 6362.7705 | 6502.7514 | 6645.8119 | 6792.0198 | 6941.4442 | 7094.156 | 7250.2274 | 7409.7324 | 7572.7466 | 7739.347 | 7909.6126 | 8083.6241 | 8261.4638 | 8443.216 | 8628.9668 | 8818.8041 | 9012.8177 | 9211.0997 | 9413.7439 | 9620.8463 | 9832.5049 | 10048.82 | 10269.8941 | 10495.8317 | 10726.74 | 10962.7283 | 11203.9083 | 11450.3943 | 11702.303 | 11959.7537 | 12222.8682 | 12491.7713 | 12766.5903 | 0 | 0 | 0 | 0 | 0 | 0 | 0 | 0 | 0 | 0 | 0 | 0 | 0 | 0 | 0 | 0 | 0 | 0 | 0 |  | 1950.7395 | 2014.6383 | 2149.976 | 2175.8305 | 2109.0754 | 2167.2016 | 2280.0152 | 2326.4109 | 2372.8443 | 2494.8062 | 2587.74 | 2584.9297 | 2698.6557 | 2611.781 | 2824.1125 | 2802.9721 | 2987.7126 | 2916.9311 | 2927.0936 | 3144.7072 | 3203.8996 | 3321.4298 | 3486.7648 | 3374.991 | 3460.4594 | 3675.9122 | 3609.035 | 3694.2514 | 3831.0058 | 4060.6129 | 3975.9786 | 3984.6914 | 4180.5618 | 4438.2219 | 4431.5982 | 4715.4595 | 4811.9854 | 4918.131 | 4773.9249 | 5201.167 | 4986.1376 | 5481.1041 | 5216.1614 | 5683.2406 | 5606.1946 | 5683.6423 | 5928.5252 | 0 | 0 | 0 | 0 | 0 | 0 | 0 | 0 | 0 | 0 | 0 | 0 | 0 | 0 | 0 | 0 | 0 | 0 |  | 1959.141 | 1925.0391 | 2027.2268 | 2146.9842 | 2156.2982 | 2077.2245 | 2322.6589 | 2230.9526 | 2433.75 | 2489.6036 | 2473.3158 | 2607.6385 | 2606.8746 | 2660.904 | 2727.3939 | 2815.3282 | 2725.3763 | 2867.6298 | 2985.8466 | 3136.0479 | 3097.2673 | 3283.4589 | 3394.3561 | 3479.3257 | 3349.5637 | 3555.0987 | 3658.4745 | 3721.9134 | 3800.5329 | 3750.854 | 3692.3409 | 3832.7961 | 4001.042 | 4243.9691 | 4133.2046 | 4378.1962 | 4353.413 | 4268.5725 | 4663.6377 | 4585.8776 | 4929.8854 | 4850.4211 | 4915.0852 | 4961.585 | 5149.4923 | 5236.1206 | 5532.1209 | 0 | 0 | 0 | 0 | 0 | 0 | 0 | 0 | 0 | 0 | 0 | 0 | 0 | 0 | 0 | 0 | 0 | 0 |  | 1868.616 | 2032.3633 | 1995.4274 | 1980.9804 | 2080.3903 | 2127.9961 | 2095.4863 | 2185.6826 | 2338.7209 | 2299.9862 | 2336.4031 | 2449.7984 | 2495.2991 | 2613.3945 | 2729.2013 | 2812.6948 | 2682.0214 | 2895.2007 | 2898.0907 | 2885.8593 | 3045.8088 | 3177.5239 | 3166.1102 | 3210.4683 | 3291.1938 | 3399.5789 | 3323.0548 | 3531.9919 | 3388.6501 | 3573.6243 | 3809.1038 | 3869.7627 | 4004.0414 | 3916.0467 | 4181.761 | 4053.3914 | 4253.6761 | 4593.8658 | 4436.2261 | 4631.9985 | 4673.9722 | 4832.0926 | 5049.4412 | 5096.2343 | 5197.7009 | 5385.199 | 5482.3806 | 0 | 0 | 0 | 0 | 0 | 0 | 0 | 0 | 0 | 0 | 0 | 0 | 0 | 0 | 0 | 0 | 0 | 0
OH-3PH | 2.604% | 7.794% | DM-G6 | Brattleboro | 204889 | 204889: L6-Dover Rd-L61 P1-P121 | 554415 | 0 | 3PH | OH | 4 | Zone 2 | 316 | 940532 |  |  |  |  | 1305525.2515 |  | 1080672.1895 | 224853.0621 | 31800.5485 | 87844.825 | 0 | 128374.1712 | 2802186.2029 | 0 | 0 | 67379.59 | 30996.6379 | 31984.7955 | 32837.0763 | 75182.3928 |  |  |  | 101756.5727 | 99265.6714 | 96434.101 | 93723.8075 | 91125.7124 | 88631.4358 | 86233.1796 | 83923.7279 | 81663.8577 | 79411.0871 | 77158.3166 | 74905.5461 | 72652.7755 | 70400.005 | 68147.2344 | 65894.4639 | 63641.6934 | 61388.9228 | 59136.1523 | 56883.3817 | 54890.2738 | 53416.3749 | 52202.1386 | 50987.9023 | 49773.6659 | 48559.4296 | 47345.1933 | 46130.957 | 44916.7207 | 43702.4844 | 42488.2481 | 41274.0118 | 40059.7754 | 38845.5391 | 37631.3028 | 36417.0665 | 35202.8302 | 33988.5939 | 32774.3576 | 31560.1213 | 30345.885 | 29131.6486 | 27917.4123 | 26703.176 | 25488.9397 | 24274.7034 | 23060.4671 | 21846.2308 | 20631.9945 | 19417.7582 | [16 empty] | 15189.5918 | 15189.5918 | 15189.5918 | 15189.5918 | 15189.5918 | 15189.5918 | 15189.5918 | 15189.5918 | 15189.5918 | 15189.5918 | 15189.5918 | 15189.5918 | 15189.5918 | 15189.5918 | 15189.5918 | 15189.5918 | 15189.5918 | 15189.5918 | 15189.5918 | 15189.5918 | 15189.5918 | 15189.5918 | 15189.5918 | 15189.5918 | 15189.5918 | 15189.5918 | 15189.5918 | 15189.5918 | 15189.5918 | 15189.5918 | 15189.5918 | 15189.5918 | 15189.5918 | 15189.5918 | 15189.5918 | 15189.5918 | 15189.5918 | 15189.5918 | 15189.5918 | 15189.5918 | 15189.5918 | 15189.5918 | 15189.5918 | 15189.5918 | 15189.5918 | 15189.5918 | 15189.5918 | 15189.5918 | 15189.5918 | 15189.5918 | [16 empty] | 1503.5878 | 1594.3873 | 1558.5851 | 1712.6121 | 1762.2352 | 1799.5908 | 1745.8829 | 1761.2976 | 1826.6247 | 1961.5316 | 1917.3011 | 1923.1842 | 2149.7114 | 2116.7454 | 2072.4176 | 2130.0621 | 2219.5463 | 2268.5223 | 2371.2726 | 2351.4951 | 2450.0389 | 2583.4886 | 2619.7448 | 2703.558 | 2786.026 | 2730.3992 | 2932.4119 | 2928.4493 | 2896.3683 | 2978.0974 | 3152.0128 | 3262.4141 | 3216.7474 | 3195.3526 | 3544.977 | 3663.4682 | 3738.4036 | 3711.1429 | 3938.7794 | 4012.8755 | 3833.1735 | 4170.5328 | 4039.4089 | 4301.5156 | 4236.7955 | 4373.6016 | 4610.3293 | 0 | 0 | 0 | 0 | 0 | 0 | 0 | 0 | 0 | 0 | 0 | 0 | 0 | 0 | 0 | 0 | 0 | 0 |  | 4385.5467 | 4482.0287 | 4580.6334 | 4681.4073 | 4784.3983 | 4889.655 | 4997.2274 | 5107.1664 | 5219.5241 | 5334.3536 | 5451.7094 | 5571.647 | 5694.2232 | 5819.4962 | 5947.5251 | 6078.3706 | 6212.0948 | 6348.7609 | 6488.4336 | 6631.1791 | 6777.0651 | 6926.1605 | 7078.536 | 7234.2638 | 7393.4176 | 7556.0728 | 7722.3064 | 7892.1972 | 8065.8255 | 8243.2737 | 8424.6257 | 8609.9675 | 8799.3867 | 8992.9733 | 9190.8187 | 9393.0167 | 9599.663 | 9810.8556 | 10026.6945 | 10247.2817 | 10472.7219 | 10703.1218 | 10938.5905 | 11179.2395 | 11425.1828 | 11676.5368 | 11933.4206 | 0 | 0 | 0 | 0 | 0 | 0 | 0 | 0 | 0 | 0 | 0 | 0 | 0 | 0 | 0 | 0 | 0 | 0 | 0 | 0 | 0 | 0 | 0 | 0 | 0 | 0 | 0 | 0 | 0 | 0 | 0 | 0 | 0 | 0 | 0 | 0 | 0 | 0 | 0 | 0 | 0 | 0 | 0 | 0 | 0 | 0 | 0 | 0 | 0 | 0 | 0 | 0 | 0 | 0 | 0 | 0 | 0 | 0 | 0 | 0 | 0 | 0 | 0 | 0 | 0 | 0 | 0 | 0 | 0 | 0 | 0 | 0 | 0 | 0 | 0 | 0 | 0 | 0 | 0 | 0 | 0 | 0 | 0 | 0 | 0 | 0 | 0 | 0 | 0 | 0 | 0 | 0 | 0 | 0 | 0 | 0 | 0 | 0 | 0 | 0 | 0 | 0 | 0 | 0 | 0 | 0 | 0 | 0 | 0 | 0 | 0 | 0 | 0 | 0 | 0 | 0 | 0 | 0 | 0 | 0 | 0 | 0 | 0 | 0 | 0 | 0 | 0 | 0 | 0 | 0 | 0 | 0 | 0 | 0 | 0 | 0 | 0 | 0 | 0 | 0 | 0 | 0 | 0 | 0 | 0 | 0 | 0 | 0 | 0 | 0 | 0 | 0 | 0 | 0 | 0 | 0 | 0 | 0 | 0 | 0 | 0 | 0 | 0 | 0 | 0 | 0 | 0 | 0 | 0 | 0 | 0 | 0 | 0 | 0 | 0 | 0 | 0 | 0 | 0 | 0 | 0 | 0 | 0 | 0 | 0 | 0 | 0 | 0 | 0 | 0 | 0 | 0 | 0 | 0 | 0 | 0 | 0 | 0 | 0 | 0 | 0 | 0 | 0 | 0 | 0 | 0 | 0 | 0 | 0 | 0 | 0 | 0 | 0 | 0 | 0 | 0 | 0 | 0 | 0 | 0 | 0 | 0 | 0 | 0 | 0 | 0 | 0 | 0 | 0 | 0 | 0 | 0 | 0 | 0 | 0 | 0 | 0 | 0 | 0 | 0 | 0 | 0 | 0 | 0 | 0 | 0 | 0 | 0 | 0 | 0 | 0 | 0 | 0 | 0 | 0 | 0 | 0 | 0 | 0 | 0 | 0 | 0 | 0 | 0 | 0 | 0 | 0 | 0 | 0 | 0 | 0 | 0 | 0 | 0 | 0 | 0 | 0 | 0 | 0 | 0 | 0 | 0 | 0 | 0 | 0 | 0 | 0 | 0 | 0 | 0 | 0 | 0 | 0 | 0 | 0 | 0 | 0 | 0 | 0 | 0 | 0 | 0 | 0 | 0 | 0 | 0 | 0 | 0 | 0 | 0 | 0 | 0 | 0 | 0 | 0 | 0 | 0 | 0 | 0 | 0 | 0 | 0 | 0 | 0 | 0 | 0 | 0 | 0 | 0 | 0 | 0 | 0 | 0 | 0 | 0 | 0 | 0 | 0 | 0 | 0 | 0 | 0 | 0 | 0 | 0 | 0 | 0 | 0 | 0 | 0 | 0 | 0 | 0 | 0 | 0 | 0 | 0 | 0 | 0 | 0 | 0 | 0 | 0 | 0 | 0 | 0 | 0 | 0 | 0 | 0 | 0 | 0 | 0 | 0 | 0 | 0 | 0 | 0 | 0 | 0 | 0 | 0 | 0 | 0 | 0 | 0 | 0 | 0 | 0 | 0 | 0 | 0 | 0 | 0 | 0 | 0 | 0 | 0 | 0 | 0 | 0 | 0 | 0 | 0 | 0 | 0 | 0 | 0 | 0 | 0 | 0 | 0 | 0 | 0 | 0 | 3587.5474 | 3646.6524 | 3583.4952 | 3631.9039 | 3730.792 | 3809.8449 | 3886.0418 | 3963.7626 | 4043.0379 | 4123.8986 | 4206.3766 | 4290.5041 | 4376.3142 | 4463.8405 | 4553.1173 | 4644.1797 | 4737.0633 | 4831.8045 | 4928.4406 | 5027.0094 | 5127.5496 | 5230.1006 | 5334.7026 | 5441.3967 | 5550.2246 | 5661.2291 | 5774.4537 | 5889.9428 | 6007.7416 | 6127.8964 | 6250.4544 | 6387.9644 | 6528.4996 | 6672.1266 | 6818.9134 | 6968.9294 | 7122.2459 | 7278.9353 | 7439.0719 | 7602.7315 | 7769.9916 | 7940.9314 | 8115.6319 | 8294.1758 | 8476.6476 | 8663.1339 | 8853.7228 | 0 | 0 | 0 | 0 | 0 | 0 | 0 | 0 | 0 | 0 | 0 | 0 | 0 | 0 | 0 | 0 | 0 | 0 | 0 |  | 0 | 0 | 0 | 0 | 0 | 0 | 0 | 0 | 0 | 0 | 0 | 0 | 0 | 0 | 0 | 0 | 0 | 0 | 0 | 0 | 0 | 0 | 0 | 0 | 0 | 0 | 0 | 0 | 0 | 0 | 0 | 0 | 0 | 0 | 0 | 0 | 0 | 0 | 0 | 0 | 0 | 0 | 0 | 0 | 0 | 0 | 0 | 0 | 0 | 0 | 0 | 0 | 0 | 0 | 0 | 0 | 0 | 0 | 0 | 0 | 0 | 0 | 0 | 0 | 0 | 0 |  | 0 | 0 | 0 | 0 | 0 | 0 | 0 | 0 | 0 | 0 | 0 | 0 | 0 | 0 | 0 | 0 | 0 | 0 | 0 | 0 | 0 | 0 | 0 | 0 | 0 | 0 | 0 | 0 | 0 | 0 | 0 | 0 | 0 | 0 | 0 | 0 | 0 | 0 | 0 | 0 | 0 | 0 | 0 | 0 | 0 | 0 | 0 | 0 | 0 | 0 | 0 | 0 | 0 | 0 | 0 | 0 | 0 | 0 | 0 | 0 | 0 | 0 | 0 | 0 | 0 | 0 | 3753.3901 | 3835.9647 | 3920.3559 | 4006.6037 | 4094.749 | 4184.8335 | 4276.8998 | 4370.9916 | 4467.1534 | 4565.4308 | 4665.8703 | 4768.5194 | 4873.4268 | 4980.6422 | 5090.2164 | 5202.2011 | 5316.6496 | 5433.6158 | 5553.1554 | 5675.3248 | 5800.182 | 5927.786 | 6058.1973 | 6191.4776 | 6327.6901 | 6466.8993 | 6609.1711 | 6754.5728 | 6903.1734 | 7055.0432 | 7210.2542 | 7368.8798 | 7530.9951 | 7696.677 | 7866.0039 | 8039.056 | 8215.9153 | 8396.6654 | 8581.392 | 8770.1826 | 8963.1267 | 9160.3155 | 9361.8424 | 9567.8029 | 9778.2946 | 9993.4171 | 10213.2722 | 0 | 0 | 0 | 0 | 0 | 0 | 0 | 0 | 0 | 0 | 0 | 0 | 0 | 0 | 0 | 0 | 0 | 0 | 0 |  | 1560.5916 | 1611.7106 | 1719.9808 | 1740.6644 | 1687.2603 | 1733.7613 | 1824.0122 | 1861.1287 | 1898.2754 | 1995.845 | 2070.192 | 2067.9437 | 2158.9245 | 2089.4248 | 2259.29 | 2242.3777 | 2390.1701 | 2333.5449 | 2341.6749 | 2515.7658 | 2563.1197 | 2657.1438 | 2789.4118 | 2699.9928 | 2768.3675 | 2940.7298 | 2887.228 | 2955.4011 | 3064.8047 | 3248.4903 | 3180.7829 | 3187.7531 | 3344.4494 | 3550.5775 | 3545.2786 | 3772.3676 | 3849.5883 | 3934.5048 | 3819.1399 | 4160.9336 | 3988.9101 | 4384.8832 | 4172.9291 | 4546.5924 | 4484.9557 | 4546.9139 | 4742.8202 | 0 | 0 | 0 | 0 | 0 | 0 | 0 | 0 | 0 | 0 | 0 | 0 | 0 | 0 | 0 | 0 | 0 | 0 |  | 1567.3128 | 1540.0313 | 1621.7814 | 1717.5873 | 1725.0386 | 1661.7796 | 1858.1271 | 1784.762 | 1947 | 1991.6829 | 1978.6527 | 2086.1108 | 2085.4997 | 2128.7232 | 2181.9151 | 2252.2626 | 2180.3011 | 2294.1039 | 2388.6773 | 2508.8383 | 2477.8138 | 2626.7672 | 2715.4849 | 2783.4606 | 2679.6509 | 2844.0789 | 2926.7796 | 2977.5307 | 3040.4263 | 3000.6832 | 2953.8727 | 3066.2369 | 3200.8336 | 3395.1753 | 3306.5637 | 3502.557 | 3482.7304 | 3414.858 | 3730.9101 | 3668.7021 | 3943.9083 | 3880.3369 | 3932.0681 | 3969.268 | 4119.5939 | 4188.8965 | 4425.6967 | 0 | 0 | 0 | 0 | 0 | 0 | 0 | 0 | 0 | 0 | 0 | 0 | 0 | 0 | 0 | 0 | 0 | 0 |  | 1494.8928 | 1625.8906 | 1596.3419 | 1584.7843 | 1664.3122 | 1702.3969 | 1676.389 | 1748.5461 | 1870.9767 | 1839.9889 | 1869.1225 | 1959.8387 | 1996.2393 | 2090.7156 | 2183.3611 | 2250.1559 | 2145.6172 | 2316.1605 | 2318.4725 | 2308.6875 | 2436.647 | 2542.0191 | 2532.8882 | 2568.3747 | 2632.9551 | 2719.6631 | 2658.4439 | 2825.5935 | 2710.92 | 2858.8994 | 3047.2831 | 3095.8101 | 3203.2332 | 3132.8374 | 3345.4088 | 3242.7131 | 3402.9408 | 3675.0927 | 3548.9808 | 3705.5988 | 3739.1777 | 3865.6741 | 4039.553 | 4076.9874 | 4158.1607 | 4308.1592 | 4385.9045 | 0 | 0 | 0 | 0 | 0 | 0 | 0 | 0 | 0 | 0 | 0 | 0 | 0 | 0 | 0 | 0 | 0 | 0
OH-3PH | 6.696% | 6.43% | SB-G91 | Rutland | 204891 | 204891: WO212564 - L8 P298 thru P215 | 531232 | 652334 | 3PH | OH | 3.3 | Zone 2 | 544 | 2418666 |  |  |  |  | 3357280.2818 |  | 2779049.6036 | 578230.6782 | 26235.4525 | 31591.4417 | 0 | 262036.5385 | 12208583.2964 | 0 | 0 | 55588.1617 | 25572.2262 | 26387.4563 | 27090.5879 | 62025.4741 |  |  |  | 261676.5434 | 255270.9577 | 247989.3097 | 241019.5363 | 234338.2917 | 227924.0262 | 221756.6863 | 215817.7152 | 210006.2475 | 204213.0374 | 198419.8273 | 192626.6171 | 186833.407 | 181040.1969 | 175246.9867 | 169453.7766 | 163660.5665 | 157867.3563 | 152074.1462 | 146280.9361 | 141155.4727 | 137365.2037 | 134242.6814 | 131120.1592 | 127997.637 | 124875.1147 | 121752.5925 | 118630.0703 | 115507.548 | 112385.0258 | 109262.5036 | 106139.9813 | 103017.4591 | 99894.9369 | 96772.4146 | 93649.8924 | 90527.3702 | 87404.8479 | 84282.3257 | 81159.8035 | 78037.2812 | 74914.759 | 71792.2368 | 68669.7145 | 65547.1923 | 62424.6701 | 59302.1478 | 56179.6256 | 53057.1034 | 49934.5811 | [16 empty] | 39061.4559 | 39061.4559 | 39061.4559 | 39061.4559 | 39061.4559 | 39061.4559 | 39061.4559 | 39061.4559 | 39061.4559 | 39061.4559 | 39061.4559 | 39061.4559 | 39061.4559 | 39061.4559 | 39061.4559 | 39061.4559 | 39061.4559 | 39061.4559 | 39061.4559 | 39061.4559 | 39061.4559 | 39061.4559 | 39061.4559 | 39061.4559 | 39061.4559 | 39061.4559 | 39061.4559 | 39061.4559 | 39061.4559 | 39061.4559 | 39061.4559 | 39061.4559 | 39061.4559 | 39061.4559 | 39061.4559 | 39061.4559 | 39061.4559 | 39061.4559 | 39061.4559 | 39061.4559 | 39061.4559 | 39061.4559 | 39061.4559 | 39061.4559 | 39061.4559 | 39061.4559 | 39061.4559 | 39061.4559 | 39061.4559 | 39061.4559 | [16 empty] | 1240.46 | 1315.3695 | 1285.8327 | 1412.905 | 1453.844 | 1484.6624 | 1440.3534 | 1453.0705 | 1506.9654 | 1618.2636 | 1581.7734 | 1586.627 | 1773.5119 | 1746.3149 | 1709.7445 | 1757.3012 | 1831.1257 | 1871.5309 | 1956.2999 | 1939.9835 | 2021.2821 | 2131.3781 | 2161.2895 | 2230.4353 | 2298.4715 | 2252.5793 | 2419.2398 | 2415.9706 | 2389.5038 | 2456.9303 | 2600.4105 | 2691.4917 | 2653.8166 | 2636.1659 | 2924.606 | 3022.3613 | 3084.1829 | 3061.6929 | 3249.493 | 3310.6223 | 3162.3682 | 3440.6896 | 3332.5123 | 3548.7504 | 3495.3563 | 3608.2213 | 3803.5217 | 0 | 0 | 0 | 0 | 0 | 0 | 0 | 0 | 0 | 0 | 0 | 0 | 0 | 0 | 0 | 0 | 0 | 0 |  | 1577.1645 | 1611.8622 | 1647.3231 | 1683.5642 | 1720.6027 | 1758.4559 | 1797.1419 | 1836.6791 | 1877.086 | 1918.3819 | 1960.5863 | 2003.7192 | 2047.801 | 2092.8526 | 2138.8954 | 2185.9511 | 2234.042 | 2283.1909 | 2333.4211 | 2384.7564 | 2437.221 | 2490.8399 | 2545.6384 | 2601.6424 | 2658.8786 | 2717.3739 | 2777.1561 | 2838.2536 | 2900.6951 | 2964.5104 | 3029.7297 | 3096.3837 | 3164.5042 | 3234.1232 | 3305.274 | 3377.99 | 3452.3058 | 3528.2565 | 3605.8781 | 3685.2074 | 3766.282 | 3849.1402 | 3933.8213 | 4020.3654 | 4108.8134 | 4199.2073 | 4291.5899 | 0 | 0 | 0 | 0 | 0 | 0 | 0 | 0 | 0 | 0 | 0 | 0 | 0 | 0 | 0 | 0 | 0 | 0 | 0 | 0 | 0 | 0 | 0 | 0 | 0 | 0 | 0 | 0 | 0 | 0 | 0 | 0 | 0 | 0 | 0 | 0 | 0 | 0 | 0 | 0 | 0 | 0 | 0 | 0 | 0 | 0 | 0 | 0 | 0 | 0 | 0 | 0 | 0 | 0 | 0 | 0 | 0 | 0 | 0 | 0 | 0 | 0 | 0 | 0 | 0 | 0 | 0 | 0 | 0 | 0 | 0 | 0 | 0 | 0 | 0 | 0 | 0 | 0 | 0 | 0 | 0 | 0 | 0 | 0 | 0 | 0 | 0 | 0 | 0 | 0 | 0 | 0 | 0 | 0 | 0 | 0 | 0 | 0 | 0 | 0 | 0 | 0 | 0 | 0 | 0 | 0 | 0 | 0 | 0 | 0 | 0 | 0 | 0 | 0 | 0 | 0 | 0 | 0 | 0 | 0 | 0 | 0 | 0 | 0 | 0 | 0 | 0 | 0 | 0 | 0 | 0 | 0 | 0 | 0 | 0 | 0 | 0 | 0 | 0 | 0 | 0 | 0 | 0 | 0 | 0 | 0 | 0 | 0 | 0 | 0 | 0 | 0 | 0 | 0 | 0 | 0 | 0 | 0 | 0 | 0 | 0 | 0 | 0 | 0 | 0 | 0 | 0 | 0 | 0 | 0 | 0 | 0 | 0 | 0 | 0 | 0 | 0 | 0 | 0 | 0 | 0 | 0 | 0 | 0 | 0 | 0 | 0 | 0 | 0 | 0 | 0 | 0 | 0 | 0 | 0 | 0 | 0 | 0 | 0 | 0 | 0 | 0 | 0 | 0 | 0 | 0 | 0 | 0 | 0 | 0 | 0 | 0 | 0 | 0 | 0 | 0 | 0 | 0 | 0 | 0 | 0 | 0 | 0 | 0 | 0 | 0 | 0 | 0 | 0 | 0 | 0 | 0 | 0 | 0 | 0 | 0 | 0 | 0 | 0 | 0 | 0 | 0 | 0 | 0 | 0 | 0 | 0 | 0 | 0 | 0 | 0 | 0 | 0 | 0 | 0 | 0 | 0 | 0 | 0 | 0 | 0 | 0 | 0 | 0 | 0 | 0 | 0 | 0 | 0 | 0 | 0 | 0 | 0 | 0 | 0 | 0 | 0 | 0 | 0 | 0 | 0 | 0 | 0 | 0 | 0 | 0 | 0 | 0 | 0 | 0 | 0 | 0 | 0 | 0 | 0 | 0 | 0 | 0 | 0 | 0 | 0 | 0 | 0 | 0 | 0 | 0 | 0 | 0 | 0 | 0 | 0 | 0 | 0 | 0 | 0 | 0 | 0 | 0 | 0 | 0 | 0 | 0 | 0 | 0 | 0 | 0 | 0 | 0 | 0 | 0 | 0 | 0 | 0 | 0 | 0 | 0 | 0 | 0 | 0 | 0 | 0 | 0 | 0 | 0 | 0 | 0 | 0 | 0 | 0 | 0 | 0 | 0 | 0 | 0 | 0 | 0 | 0 | 0 | 0 | 0 | 0 | 0 | 0 | 0 | 0 | 0 | 0 | 0 | 0 | 0 | 0 | 0 | 0 | 0 | 0 | 0 | 0 | 0 | 0 | 0 | 0 | 0 | 0 | 0 | 0 | 0 | 0 | 0 | 0 | 0 | 0 | 0 | 0 | 0 | 0 | 0 | 0 | 0 | 0 | 0 | 0 | 0 | 0 | 0 | 0 | 0 | 0 | 0 | 0 | 0 | 0 | 0 | 0 | 0 | 0 | 2959.7266 | 3008.4882 | 2956.3835 | 2996.3207 | 3077.9034 | 3143.122 | 3205.9845 | 3270.1042 | 3335.5062 | 3402.2164 | 3470.2607 | 3539.6659 | 3610.4592 | 3682.6684 | 3756.3218 | 3831.4482 | 3908.0772 | 3986.2387 | 4065.9635 | 4147.2828 | 4230.2284 | 4314.833 | 4401.1297 | 4489.1523 | 4578.9353 | 4670.514 | 4763.9243 | 4859.2028 | 4956.3868 | 5055.5146 | 5156.6249 | 5270.0706 | 5386.0122 | 5504.5044 | 5625.6035 | 5749.3668 | 5875.8529 | 6005.1216 | 6137.2343 | 6272.2535 | 6410.243 | 6551.2684 | 6695.3963 | 6842.695 | 6993.2343 | 7147.0854 | 7304.3213 | 0 | 0 | 0 | 0 | 0 | 0 | 0 | 0 | 0 | 0 | 0 | 0 | 0 | 0 | 0 | 0 | 0 | 0 | 0 |  | 0 | 0 | 0 | 0 | 0 | 0 | 0 | 0 | 0 | 0 | 0 | 0 | 0 | 0 | 0 | 0 | 0 | 0 | 0 | 0 | 0 | 0 | 0 | 0 | 0 | 0 | 0 | 0 | 0 | 0 | 0 | 0 | 0 | 0 | 0 | 0 | 0 | 0 | 0 | 0 | 0 | 0 | 0 | 0 | 0 | 0 | 0 | 0 | 0 | 0 | 0 | 0 | 0 | 0 | 0 | 0 | 0 | 0 | 0 | 0 | 0 | 0 | 0 | 0 | 0 | 0 |  | 0 | 0 | 0 | 0 | 0 | 0 | 0 | 0 | 0 | 0 | 0 | 0 | 0 | 0 | 0 | 0 | 0 | 0 | 0 | 0 | 0 | 0 | 0 | 0 | 0 | 0 | 0 | 0 | 0 | 0 | 0 | 0 | 0 | 0 | 0 | 0 | 0 | 0 | 0 | 0 | 0 | 0 | 0 | 0 | 0 | 0 | 0 | 0 | 0 | 0 | 0 | 0 | 0 | 0 | 0 | 0 | 0 | 0 | 0 | 0 | 0 | 0 | 0 | 0 | 0 | 0 | 3096.5468 | 3164.6708 | 3234.2936 | 3305.4481 | 3378.1679 | 3452.4876 | 3528.4423 | 3606.0681 | 3685.4016 | 3766.4804 | 3849.343 | 3934.0285 | 4020.5772 | 4109.0298 | 4199.4285 | 4291.8159 | 4386.2359 | 4482.7331 | 4581.3532 | 4682.143 | 4785.1501 | 4890.4234 | 4998.0127 | 5107.969 | 5220.3443 | 5335.1919 | 5452.5661 | 5572.5226 | 5695.1181 | 5820.4107 | 5948.4597 | 6079.3258 | 6213.071 | 6349.7586 | 6489.4532 | 6632.2212 | 6778.1301 | 6927.2489 | 7079.6484 | 7235.4007 | 7394.5795 | 7557.2602 | 7723.52 | 7893.4374 | 8067.093 | 8244.5691 | 8425.9496 | 0 | 0 | 0 | 0 | 0 | 0 | 0 | 0 | 0 | 0 | 0 | 0 | 0 | 0 | 0 | 0 | 0 | 0 | 0 |  | 1287.4881 | 1329.6613 | 1418.9841 | 1436.0481 | 1391.9898 | 1430.3531 | 1504.81 | 1535.4312 | 1566.0772 | 1646.5721 | 1707.9084 | 1706.0536 | 1781.1127 | 1723.7755 | 1863.9142 | 1849.9616 | 1971.8903 | 1925.1745 | 1931.8818 | 2075.5068 | 2114.5737 | 2192.1437 | 2301.2647 | 2227.494 | 2283.9032 | 2426.1021 | 2381.9631 | 2438.2059 | 2528.4638 | 2680.0045 | 2624.1459 | 2629.8963 | 2759.1708 | 2929.2265 | 2924.8548 | 3112.2032 | 3175.9103 | 3245.9665 | 3150.7904 | 3432.7702 | 3290.8508 | 3617.5287 | 3442.6665 | 3750.9388 | 3700.0884 | 3751.2039 | 3912.8266 | 0 | 0 | 0 | 0 | 0 | 0 | 0 | 0 | 0 | 0 | 0 | 0 | 0 | 0 | 0 | 0 | 0 | 0 |  | 1293.0331 | 1270.5258 | 1337.9697 | 1417.0095 | 1423.1568 | 1370.9681 | 1532.9549 | 1472.4287 | 1606.275 | 1643.1384 | 1632.3885 | 1721.0414 | 1720.5372 | 1756.1966 | 1800.08 | 1858.1166 | 1798.7484 | 1892.6357 | 1970.6588 | 2069.7916 | 2044.1964 | 2167.0829 | 2240.275 | 2296.355 | 2210.712 | 2346.3651 | 2414.5932 | 2456.4628 | 2508.3517 | 2475.5636 | 2436.945 | 2529.6454 | 2640.6877 | 2801.0196 | 2727.915 | 2889.6095 | 2873.2526 | 2817.2578 | 3078.0009 | 3026.6792 | 3253.7244 | 3201.2779 | 3243.9562 | 3274.6461 | 3398.6649 | 3455.8396 | 3651.1998 | 0 | 0 | 0 | 0 | 0 | 0 | 0 | 0 | 0 | 0 | 0 | 0 | 0 | 0 | 0 | 0 | 0 | 0 |  | 1233.2866 | 1341.3598 | 1316.9821 | 1307.447 | 1373.0576 | 1404.4774 | 1383.0209 | 1442.5505 | 1543.5558 | 1517.9909 | 1542.0261 | 1616.8669 | 1646.8974 | 1724.8404 | 1801.2729 | 1856.3786 | 1770.1342 | 1910.8324 | 1912.7398 | 1904.6672 | 2010.2338 | 2097.1658 | 2089.6328 | 2118.9091 | 2172.1879 | 2243.7221 | 2193.2162 | 2331.1147 | 2236.509 | 2358.592 | 2514.0085 | 2554.0434 | 2642.6674 | 2584.5908 | 2759.9622 | 2675.2383 | 2807.4262 | 3031.9514 | 2927.9092 | 3057.119 | 3084.8216 | 3189.1811 | 3332.6312 | 3363.5146 | 3430.4826 | 3554.2313 | 3618.3712 | 0 | 0 | 0 | 0 | 0 | 0 | 0 | 0 | 0 | 0 | 0 | 0 | 0 | 0 | 0 | 0 | 0 | 0
OH-3PH | 3.363% | 3.215% | BV-G44 | Springfield | 204892 | 204892: L4-L43 poles 1 through 36 | 526443 | 0 | 3PH | OH | 1.65 | Zone 1 | 246 | 1214917 | Main line feed that backs up to CV-G65 | 339 Customers on CV-G65 and 792 on BV-G44 | CV-G65 | 339 | 1686391.1297 |  | 1395940.8233 | 290450.3064 | 13117.7262 | 13517.6686 | 0 | 68179.7789 | 2092949.0121 | 676292.7927 | 20760500.4853 | 27794.0809 | 12786.1131 | 13193.7281 | 13545.294 | 31012.737 |  |  |  | 131442.4071 | 128224.8256 | 124567.1904 | 121066.2125 | 117710.1652 | 114488.2237 | 111390.3152 | 108407.1183 | 105487.9674 | 102577.9875 | 99668.0076 | 96758.0277 | 93848.0478 | 90938.0679 | 88028.088 | 85118.108 | 82208.1281 | 79298.1482 | 76388.1683 | 73478.1884 | 70903.6235 | 68999.7384 | 67431.2682 | 65862.7981 | 64294.328 | 62725.8579 | 61157.3878 | 59588.9176 | 58020.4475 | 56451.9774 | 54883.5073 | 53315.0372 | 51746.5671 | 50178.0969 | 48609.6268 | 47041.1567 | 45472.6866 | 43904.2165 | 42335.7464 | 40767.2762 | 39198.8061 | 37630.336 | 36061.8659 | 34493.3958 | 32924.9256 | 31356.4555 | 29787.9854 | 28219.5153 | 26651.0452 | 25082.5751 | [16 empty] | 19620.9096 | 19620.9096 | 19620.9096 | 19620.9096 | 19620.9096 | 19620.9096 | 19620.9096 | 19620.9096 | 19620.9096 | 19620.9096 | 19620.9096 | 19620.9096 | 19620.9096 | 19620.9096 | 19620.9096 | 19620.9096 | 19620.9096 | 19620.9096 | 19620.9096 | 19620.9096 | 19620.9096 | 19620.9096 | 19620.9096 | 19620.9096 | 19620.9096 | 19620.9096 | 19620.9096 | 19620.9096 | 19620.9096 | 19620.9096 | 19620.9096 | 19620.9096 | 19620.9096 | 19620.9096 | 19620.9096 | 19620.9096 | 19620.9096 | 19620.9096 | 19620.9096 | 19620.9096 | 19620.9096 | 19620.9096 | 19620.9096 | 19620.9096 | 19620.9096 | 19620.9096 | 19620.9096 | 19620.9096 | 19620.9096 | 19620.9096 | [16 empty] | 620.23 | 657.6848 | 642.9163 | 706.4525 | 726.922 | 742.3312 | 720.1767 | 726.5353 | 753.4827 | 809.1318 | 790.8867 | 793.3135 | 886.756 | 873.1575 | 854.8723 | 878.6506 | 915.5628 | 935.7654 | 978.1499 | 969.9917 | 1010.6411 | 1065.689 | 1080.6447 | 1115.2177 | 1149.2357 | 1126.2897 | 1209.6199 | 1207.9853 | 1194.7519 | 1228.4652 | 1300.2053 | 1345.7458 | 1326.9083 | 1318.083 | 1462.303 | 1511.1806 | 1542.0915 | 1530.8465 | 1624.7465 | 1655.3111 | 1581.1841 | 1720.3448 | 1666.2562 | 1774.3752 | 1747.6781 | 1804.1106 | 1901.7608 | 0 | 0 | 0 | 0 | 0 | 0 | 0 | 0 | 0 | 0 | 0 | 0 | 0 | 0 | 0 | 0 | 0 | 0 |  | 674.8533 | 689.7 | 704.8734 | 720.3807 | 736.229 | 752.4261 | 768.9794 | 785.897 | 803.1867 | 820.8568 | 838.9157 | 857.3718 | 876.234 | 895.5112 | 915.2124 | 935.3471 | 955.9247 | 976.9551 | 998.4481 | 1020.4139 | 1042.863 | 1065.806 | 1089.2537 | 1113.2173 | 1137.7081 | 1162.7377 | 1188.3179 | 1214.4609 | 1241.1791 | 1268.485 | 1296.3917 | 1324.9123 | 1354.0603 | 1383.8497 | 1414.2944 | 1445.4088 | 1477.2078 | 1509.7064 | 1542.92 | 1576.8642 | 1611.5552 | 1647.0094 | 1683.2436 | 1720.275 | 1758.121 | 1796.7997 | 1836.3293 | 0 | 0 | 0 | 0 | 0 | 0 | 0 | 0 | 0 | 0 | 0 | 0 | 0 | 0 | 0 | 0 | 0 | 0 | 0 | 0 | 0 | 0 | 0 | 0 | 0 | 0 | 0 | 0 | 0 | 0 | 0 | 0 | 0 | 0 | 0 | 0 | 0 | 0 | 0 | 0 | 0 | 0 | 0 | 0 | 0 | 0 | 0 | 0 | 0 | 0 | 0 | 0 | 0 | 0 | 0 | 0 | 0 | 0 | 0 | 0 | 0 | 0 | 0 | 0 | 0 | 0 | 0 | 0 | 0 | 0 | 0 | 0 | 0 | 0 | 0 | 0 | 0 | 0 | 0 | 0 | 0 | 0 | 0 | 0 | 0 | 0 | 0 | 0 | 0 | 0 | 0 | 0 | 0 | 0 | 0 | 0 | 0 | 0 | 0 | 0 | 0 | 0 | 0 | 0 | 0 | 0 | 0 | 0 | 0 | 0 | 0 | 0 | 0 | 0 | 0 | 0 | 0 | 0 | 0 | 0 | 0 | 0 | 0 | 0 | 0 | 0 | 0 | 0 | 0 | 0 | 0 | 0 | 0 | 0 | 0 | 0 | 0 | 0 | 0 | 0 | 0 | 0 | 0 | 0 | 0 | 0 | 0 | 0 | 0 | 0 | 0 | 0 | 0 | 0 | 0 | 0 | 0 | 0 | 0 | 0 | 0 | 0 | 0 | 0 | 0 | 0 | 0 | 0 | 0 | 0 | 0 | 0 | 0 | 0 | 0 | 0 | 0 | 0 | 0 | 0 | 0 | 0 | 0 | 0 | 0 | 0 | 0 | 0 | 0 | 0 | 0 | 0 | 0 | 0 | 0 | 0 | 0 | 0 | 0 | 0 | 0 | 0 | 0 | 0 | 0 | 0 | 0 | 0 | 0 | 0 | 0 | 0 | 0 | 0 | 0 | 0 | 0 | 0 | 0 | 0 | 0 | 0 | 0 | 0 | 0 | 0 | 0 | 0 | 0 | 0 | 0 | 0 | 0 | 0 | 0 | 0 | 0 | 0 | 0 | 0 | 0 | 0 | 0 | 0 | 0 | 0 | 0 | 0 | 0 | 0 | 0 | 0 | 0 | 0 | 0 | 0 | 0 | 0 | 0 | 0 | 0 | 0 | 0 | 0 | 0 | 0 | 0 | 0 | 0 | 0 | 0 | 0 | 0 | 0 | 0 | 0 | 0 | 0 | 0 | 0 | 0 | 0 | 0 | 0 | 0 | 0 | 0 | 0 | 0 | 0 | 0 | 0 | 0 | 0 | 0 | 0 | 0 | 0 | 0 | 0 | 0 | 0 | 0 | 0 | 0 | 0 | 0 | 0 | 0 | 0 | 0 | 0 | 0 | 0 | 0 | 0 | 0 | 0 | 0 | 0 | 0 | 0 | 0 | 0 | 0 | 0 | 0 | 0 | 0 | 0 | 0 | 0 | 0 | 0 | 0 | 0 | 0 | 0 | 0 | 0 | 0 | 0 | 0 | 0 | 0 | 0 | 0 | 0 | 0 | 0 | 0 | 0 | 0 | 0 | 0 | 0 | 0 | 0 | 0 | 0 | 0 | 0 | 0 | 0 | 0 | 0 | 0 | 0 | 0 | 0 | 0 | 0 | 0 | 0 | 0 | 0 | 0 | 0 | 0 | 0 | 0 | 0 | 0 | 0 | 0 | 0 | 0 | 0 | 0 | 0 | 0 | 0 | 0 | 0 | 0 | 0 | 0 | 0 | 0 | 0 | 0 | 0 | 0 | 0 | 0 | 0 | 0 | 0 | 0 | 0 | 0 | 0 | 0 | 0 | 0 | 1479.8633 | 1504.2441 | 1478.1918 | 1498.1604 | 1538.9517 | 1571.561 | 1602.9922 | 1635.0521 | 1667.7531 | 1701.1082 | 1735.1304 | 1769.833 | 1805.2296 | 1841.3342 | 1878.1609 | 1915.7241 | 1954.0386 | 1993.1194 | 2032.9818 | 2073.6414 | 2115.1142 | 2157.4165 | 2200.5648 | 2244.5761 | 2289.4676 | 2335.257 | 2381.9621 | 2429.6014 | 2478.1934 | 2527.7573 | 2578.3124 | 2635.0353 | 2693.0061 | 2752.2522 | 2812.8018 | 2874.6834 | 2937.9264 | 3002.5608 | 3068.6172 | 3136.1267 | 3205.1215 | 3275.6342 | 3347.6981 | 3421.3475 | 3496.6171 | 3573.5427 | 3652.1607 | 0 | 0 | 0 | 0 | 0 | 0 | 0 | 0 | 0 | 0 | 0 | 0 | 0 | 0 | 0 | 0 | 0 | 0 | 0 |  | 31956.9521 | 33027.4558 | 33931.3579 | 34461.1568 | 35404.0846 | 36197.0847 | 37110.0379 | 37960.1345 | 39483.4794 | 40892.7684 | 41784.5972 | 43214.1711 | 43996.5594 | 45247.0937 | 46629.2644 | 47779.1557 | 48855.8716 | 50024.7731 | 51080.82 | 51831.211 | 52419.3742 | 53421.0027 | 54774.1844 | 56224.956 | 57638.0722 | 59433.3949 | 61354.7467 | 63158.3798 | 64684.4911 | 66084.7367 | 67965.129 | 69906.2365 | 71403.9059 | 73151.3008 | 74737.5303 | 75593.8895 | 77112.7169 | 77637.408 | 79271.6921 | 81434.0854 | 83313.6664 | 85005.8882 | 86856.7057 | 89526.2614 | 91078.2299 | 93541.3807 | 97044.3978 | 0 | 0 | 0 | 0 | 0 | 0 | 0 | 0 | 0 | 0 | 0 | 0 | 0 | 0 | 0 | 0 | 0 | 0 | 0 |  | 980998.6557 | 1013860.445 | 1041607.9843 | 1057871.4865 | 1086817.0167 | 1111160.1397 | 1139185.5253 | 1165281.3679 | 1212044.2543 | 1255305.9074 | 1282682.8257 | 1326567.1759 | 1350584.5424 | 1388972.8257 | 1431402.0138 | 1466700.8085 | 1499753.2967 | 1535635.6573 | 1568053.6592 | 1591088.7898 | 1609143.9322 | 1639891.4275 | 1681430.7281 | 1725965.7947 | 1769344.9321 | 1824456.8591 | 1883437.563 | 1938804.5969 | 1985652.4017 | 2028636.4463 | 2086359.7972 | 2145946.9506 | 2191921.6628 | 2245562.3261 | 2294255.6114 | 2320543.7016 | 2367167.9089 | 2383274.6173 | 2433443.0586 | 2499823.1347 | 2557521.5812 | 2609468.5639 | 2666284.0433 | 2748232.739 | 2795874.2982 | 2871486.8785 | 2979020.7575 | 0 | 0 | 0 | 0 | 0 | 0 | 0 | 0 | 0 | 0 | 0 | 0 | 0 | 0 | 0 | 0 | 0 | 0 | 0 | 1548.2734 | 1582.3354 | 1617.1468 | 1652.724 | 1689.084 | 1726.2438 | 1764.2212 | 1803.034 | 1842.7008 | 1883.2402 | 1924.6715 | 1967.0143 | 2010.2886 | 2054.5149 | 2099.7143 | 2145.908 | 2193.1179 | 2241.3665 | 2290.6766 | 2341.0715 | 2392.5751 | 2445.2117 | 2499.0064 | 2553.9845 | 2610.1722 | 2667.596 | 2726.2831 | 2786.2613 | 2847.559 | 2910.2053 | 2974.2299 | 3039.6629 | 3106.5355 | 3174.8793 | 3244.7266 | 3316.1106 | 3389.065 | 3463.6245 | 3539.8242 | 3617.7003 | 3697.2898 | 3778.6301 | 3861.76 | 3946.7187 | 4033.5465 | 4122.2845 | 4212.9748 | 0 | 0 | 0 | 0 | 0 | 0 | 0 | 0 | 0 | 0 | 0 | 0 | 0 | 0 | 0 | 0 | 0 | 0 | 0 |  | 643.744 | 664.8306 | 709.4921 | 718.0241 | 695.9949 | 715.1765 | 752.405 | 767.7156 | 783.0386 | 823.2861 | 853.9542 | 853.0268 | 890.5564 | 861.8877 | 931.9571 | 924.9808 | 985.9451 | 962.5873 | 965.9409 | 1037.7534 | 1057.2869 | 1096.0718 | 1150.6324 | 1113.747 | 1141.9516 | 1213.051 | 1190.9816 | 1219.103 | 1264.2319 | 1340.0023 | 1312.073 | 1314.9482 | 1379.5854 | 1464.6132 | 1462.4274 | 1556.1016 | 1587.9552 | 1622.9832 | 1575.3952 | 1716.3851 | 1645.4254 | 1808.7643 | 1721.3333 | 1875.4694 | 1850.0442 | 1875.602 | 1956.4133 | 0 | 0 | 0 | 0 | 0 | 0 | 0 | 0 | 0 | 0 | 0 | 0 | 0 | 0 | 0 | 0 | 0 | 0 |  | 646.5165 | 635.2629 | 668.9848 | 708.5048 | 711.5784 | 685.4841 | 766.4774 | 736.2143 | 803.1375 | 821.5692 | 816.1942 | 860.5207 | 860.2686 | 878.0983 | 900.04 | 929.0583 | 899.3742 | 946.3178 | 985.3294 | 1034.8958 | 1022.0982 | 1083.5415 | 1120.1375 | 1148.1775 | 1105.356 | 1173.1826 | 1207.2966 | 1228.2314 | 1254.1759 | 1237.7818 | 1218.4725 | 1264.8227 | 1320.3439 | 1400.5098 | 1363.9575 | 1444.8047 | 1436.6263 | 1408.6289 | 1539.0004 | 1513.3396 | 1626.8622 | 1600.639 | 1621.9781 | 1637.3231 | 1699.3325 | 1727.9198 | 1825.5999 | 0 | 0 | 0 | 0 | 0 | 0 | 0 | 0 | 0 | 0 | 0 | 0 | 0 | 0 | 0 | 0 | 0 | 0 |  | 616.6433 | 670.6799 | 658.4911 | 653.7235 | 686.5288 | 702.2387 | 691.5105 | 721.2753 | 771.7779 | 758.9954 | 771.013 | 808.4335 | 823.4487 | 862.4202 | 900.6364 | 928.1893 | 885.0671 | 955.4162 | 956.3699 | 952.3336 | 1005.1169 | 1048.5829 | 1044.8164 | 1059.4545 | 1086.094 | 1121.861 | 1096.6081 | 1165.5573 | 1118.2545 | 1179.296 | 1257.0043 | 1277.0217 | 1321.3337 | 1292.2954 | 1379.9811 | 1337.6192 | 1403.7131 | 1515.9757 | 1463.9546 | 1528.5595 | 1542.4108 | 1594.5906 | 1666.3156 | 1681.7573 | 1715.2413 | 1777.1157 | 1809.1856 | 0 | 0 | 0 | 0 | 0 | 0 | 0 | 0 | 0 | 0 | 0 | 0 | 0 | 0 | 0 | 0 | 0 | 0
UG-1PH | 3.391% | 3.528% | BV-G44 | Springfield | 204893 | 204893: L44 P65 thru P93 | 469709 | 0 | 1PH | UG | 1.75 | Zone 3 | 89 | 1012095 |  |  |  |  | 1404859.7809 |  | 1162898.1466 | 241961.6343 | 2938.5291 | 5001.6402 | 15680.0408 | 25347.4323 | 778102.8961 | 0 | 0 | 7161.9091 | 2860.2238 | 2946.6521 | 3030.7469 | 54221.5083 |  |  |  | 109499.0053 | 106818.5768 | 103771.5585 | 100855.0447 | 98059.2663 | 95375.2057 | 92794.4716 | 90309.2988 | 87877.48 | 85453.3012 | 83029.1223 | 80604.9434 | 78180.7645 | 75756.5857 | 73332.4068 | 70908.2279 | 68484.0491 | 66059.8702 | 63635.6913 | 61211.5125 | 59066.7534 | 57480.7087 | 56174.0838 | 54867.459 | 53560.8341 | 52254.2092 | 50947.5844 | 49640.9595 | 48334.3346 | 47027.7098 | 45721.0849 | 44414.46 | 43107.8352 | 41801.2103 | 40494.5854 | 39187.9606 | 37881.3357 | 36574.7108 | 35268.086 | 33961.4611 | 32654.8362 | 31348.2114 | 30041.5865 | 28734.9616 | 27428.3368 | 26121.7119 | 24815.087 | 23508.4622 | 22201.8373 | 20895.2124 | [16 empty] | 16345.3343 | 16345.3343 | 16345.3343 | 16345.3343 | 16345.3343 | 16345.3343 | 16345.3343 | 16345.3343 | 16345.3343 | 16345.3343 | 16345.3343 | 16345.3343 | 16345.3343 | 16345.3343 | 16345.3343 | 16345.3343 | 16345.3343 | 16345.3343 | 16345.3343 | 16345.3343 | 16345.3343 | 16345.3343 | 16345.3343 | 16345.3343 | 16345.3343 | 16345.3343 | 16345.3343 | 16345.3343 | 16345.3343 | 16345.3343 | 16345.3343 | 16345.3343 | 16345.3343 | 16345.3343 | 16345.3343 | 16345.3343 | 16345.3343 | 16345.3343 | 16345.3343 | 16345.3343 | 16345.3343 | 16345.3343 | 16345.3343 | 16345.3343 | 16345.3343 | 16345.3343 | 16345.3343 | 16345.3343 | 16345.3343 | 16345.3343 | [16 empty] | 131.5639 | 139.5089 | 136.3762 | 149.8536 | 154.1956 | 157.4642 | 152.7648 | 154.1135 | 159.8297 | 171.634 | 167.7638 | 168.2786 | 188.0997 | 185.2152 | 181.3365 | 186.3804 | 194.2103 | 198.4957 | 207.4864 | 205.7558 | 214.3784 | 226.0553 | 229.2277 | 236.5613 | 243.7773 | 238.9099 | 256.586 | 256.2393 | 253.4322 | 260.5835 | 275.8011 | 285.4612 | 281.4654 | 279.5934 | 310.1855 | 320.5535 | 327.1103 | 324.725 | 344.6432 | 351.1266 | 335.4027 | 364.9216 | 353.4483 | 376.3826 | 370.7196 | 382.6901 | 403.4038 | 402.4588 | 433.1816 | 426.8176 | 437.261 | 431.0331 | 442.9296 | 463.0126 | 497.7871 | 496.5149 | 0 | 0 | 0 | 0 | 0 | 0 | 0 | 0 | 0 |  | 237.1607 | 242.3782 | 247.7105 | 253.1601 | 258.7297 | 264.4217 | 270.239 | 276.1843 | 282.2603 | 288.47 | 294.8164 | 301.3023 | 307.931 | 314.7055 | 321.629 | 328.7048 | 335.9363 | 343.3269 | 350.8801 | 358.5995 | 366.4887 | 374.5514 | 382.7916 | 391.213 | 399.8197 | 408.6157 | 417.6052 | 426.7926 | 436.182 | 445.778 | 455.5851 | 465.608 | 475.8514 | 486.3201 | 497.0191 | 507.9536 | 519.1285 | 530.5494 | 542.2214 | 554.1503 | 566.3416 | 578.8011 | 591.5348 | 604.5485 | 617.8486 | 631.4413 | 645.333 | 659.5303 | 674.04 | 688.8688 | 704.024 | 719.5125 | 735.3418 | 751.5193 | 768.0527 | 784.9499 | 0 | 0 | 0 | 0 | 0 | 0 | 0 | 0 | 0 | 0 | 59.0998 | 60.4 | 61.7288 | 63.0868 | 64.4747 | 65.8932 | 67.3428 | 68.8243 | 70.3385 | 71.8859 | 73.4674 | 75.0837 | 76.7355 | 78.4237 | 80.1491 | 81.9123 | 83.7144 | 85.5561 | 87.4384 | 89.362 | 91.328 | 93.3372 | 95.3906 | 97.4892 | 99.6339 | 101.8259 | 104.0661 | 106.3555 | 108.6953 | 111.0866 | 113.5305 | 116.0282 | 118.5808 | 121.1896 | 123.8558 | 126.5806 | 129.3654 | 132.2114 | 135.1201 | 138.0927 | 141.1308 | 144.2356 | 147.4088 | 150.6518 | 153.9662 | 157.3534 | 160.8152 | 164.3531 | 167.9689 | 171.6642 | 175.4408 | 179.3005 | 183.2451 | 187.2765 | 191.3966 | 195.6073 | 0 | 0 | 0 | 0 | 0 | 0 | 0 | 0 | 0 | 0 | 236.0648 | 241.2583 | 246.566 | 251.9904 | 257.5342 | 263.1999 | 268.9903 | 274.9081 | 280.9561 | 287.1371 | 293.4542 | 299.9102 | 306.5082 | 313.2514 | 320.1429 | 327.186 | 334.3841 | 341.7406 | 349.2589 | 356.9426 | 364.7953 | 372.8208 | 381.0229 | 389.4054 | 397.9723 | 406.7277 | 415.6757 | 424.8205 | 434.1666 | 443.7183 | 453.4801 | 463.4566 | 473.6527 | 484.073 | 494.7226 | 505.6065 | 516.7299 | 528.0979 | 539.7161 | 551.5898 | 563.7248 | 576.1268 | 588.8015 | 601.7552 | 614.9938 | 628.5237 | 642.3512 | 656.4829 | 670.9255 | 685.6859 | 700.771 | 716.1879 | 731.9441 | 748.0468 | 764.5039 | 781.323 | 0 | 0 | 0 | 0 | 0 | 0 | 0 | 0 | 0 | 0 | 122.5288 | 125.2244 | 127.9794 | 130.7949 | 133.6724 | 136.6132 | 139.6187 | 142.6903 | 145.8295 | 149.0377 | 152.3166 | 155.6675 | 159.0922 | 162.5922 | 166.1693 | 169.825 | 173.5611 | 177.3795 | 181.2818 | 185.27 | 189.346 | 193.5116 | 197.7688 | 202.1198 | 206.5664 | 211.1109 | 215.7553 | 220.5019 | 225.353 | 230.3107 | 235.3776 | 240.5559 | 245.8481 | 251.2567 | 256.7844 | 262.4337 | 268.2072 | 274.1078 | 280.1381 | 286.3012 | 292.5998 | 299.037 | 305.6158 | 312.3393 | 319.2108 | 326.2334 | 333.4106 | 340.7456 | 348.242 | 355.9033 | 363.7332 | 371.7353 | 379.9135 | 388.2716 | 396.8136 | 405.5435 | 0 | 0 | 0 | 0 | 0 | 0 | 0 | 0 | 0 | 0 | 10.5969 | 10.8301 | 11.0683 | 11.3118 | 11.5607 | 11.815 | 12.075 | 12.3406 | 12.6121 | 12.8896 | 13.1731 | 13.4629 | 13.7591 | 14.0618 | 14.3712 | 14.6874 | 15.0105 | 15.3407 | 15.6782 | 16.0231 | 16.3756 | 16.7359 | 17.1041 | 17.4804 | 17.8649 | 18.258 | 18.6597 | 19.0702 | 19.4897 | 19.9185 | 20.3567 | 20.8045 | 21.2622 | 21.73 | 22.2081 | 22.6966 | 23.196 | 23.7063 | 24.2278 | 24.7608 | 25.3056 | 25.8623 | 26.4313 | 27.0127 | 27.607 | 28.2144 | 28.8351 | 29.4695 | 30.1178 | 30.7804 | 31.4576 | 32.1496 | 32.8569 | 33.5798 | 34.3185 | 35.0735 | 0 | 0 | 0 | 0 | 0 | 0 | 0 | 0 | 0 | 0 | 315.2035 | 322.138 | 329.225 | 336.468 | 343.8703 | 351.4354 | 359.167 | 367.0687 | 375.1442 | 383.3974 | 391.8321 | 400.4524 | 409.2624 | 418.2661 | 427.468 | 436.8723 | 446.4835 | 456.3061 | 466.3448 | 476.6044 | 487.0897 | 497.8057 | 508.7574 | 519.9501 | 531.389 | 543.0795 | 555.0273 | 567.2379 | 579.7171 | 592.4709 | 605.5053 | 618.8264 | 632.4406 | 646.3542 | 660.574 | 675.1067 | 689.959 | 705.1381 | 720.6512 | 736.5055 | 752.7086 | 769.2682 | 786.1921 | 803.4883 | 821.1651 | 839.2307 | 857.6938 | 876.563 | 895.8474 | 915.5561 | 935.6983 | 956.2837 | 977.3219 | 998.823 | 1020.7971 | 1043.2546 | 0 | 0 | 0 | 0 | 0 | 0 | 0 | 0 | 0 | 0 | 743.4939 | 759.8507 | 776.5674 | 793.6519 | 811.1123 | 828.9567 | 847.1938 | 865.8321 | 884.8804 | 904.3477 | 924.2434 | 944.5767 | 965.3574 | 986.5953 | 1008.3004 | 1030.483 | 1053.1536 | 1076.323 | 1100.0021 | 1124.2021 | 1148.9346 | 1174.2111 | 1200.0438 | 1226.4448 | 1253.4265 | 1281.0019 | 1309.184 | 1337.986 | 1367.4217 | 1397.505 | 1428.2501 | 1459.6716 | 1491.7844 | 1524.6036 | 1558.1449 | 1592.4241 | 1627.4574 | 1663.2615 | 1699.8532 | 1737.25 | 1775.4695 | 1814.5298 | 1854.4495 | 1895.2474 | 1936.9428 | 1979.5556 | 2023.1058 | 2067.6141 | 2113.1016 | 2159.5899 | 2207.1008 | 2255.6571 | 2305.2815 | 2355.9977 | 2407.8297 | 2460.8019 | 0 | 0 | 0 | 0 | 0 | 0 | 0 | 0 | 0 | 0 | 362.7731 | 368.7498 | 362.3634 | 367.2585 | 377.2581 | 385.2519 | 392.9569 | 400.8161 | 408.8324 | 417.009 | 425.3492 | 433.8562 | 442.5333 | 451.384 | 460.4117 | 469.6199 | 479.0123 | 488.5925 | 498.3644 | 508.3317 | 518.4983 | 528.8683 | 539.4456 | 550.2346 | 561.2393 | 572.464 | 583.9133 | 595.5916 | 607.5034 | 619.6535 | 632.0466 | 645.9516 | 660.1625 | 674.6861 | 689.5292 | 704.6988 | 720.2022 | 736.0466 | 752.2397 | 768.7889 | 785.7023 | 802.9878 | 820.6535 | 838.7079 | 857.1594 | 876.0169 | 895.2893 | 914.9857 | 935.1154 | 955.6879 | 976.713 | 998.2007 | 1020.1611 | 1042.6047 | 1065.542 | 1088.9839 | 0 | 0 | 0 | 0 | 0 | 0 | 0 | 0 | 0 | 0 |  | 0 | 0 | 0 | 0 | 0 | 0 | 0 | 0 | 0 | 0 | 0 | 0 | 0 | 0 | 0 | 0 | 0 | 0 | 0 | 0 | 0 | 0 | 0 | 0 | 0 | 0 | 0 | 0 | 0 | 0 | 0 | 0 | 0 | 0 | 0 | 0 | 0 | 0 | 0 | 0 | 0 | 0 | 0 | 0 | 0 | 0 | 0 | 0 | 0 | 0 | 0 | 0 | 0 | 0 | 0 | 0 | 0 | 0 | 0 | 0 | 0 | 0 | 0 | 0 | 0 | 0 |  | 0 | 0 | 0 | 0 | 0 | 0 | 0 | 0 | 0 | 0 | 0 | 0 | 0 | 0 | 0 | 0 | 0 | 0 | 0 | 0 | 0 | 0 | 0 | 0 | 0 | 0 | 0 | 0 | 0 | 0 | 0 | 0 | 0 | 0 | 0 | 0 | 0 | 0 | 0 | 0 | 0 | 0 | 0 | 0 | 0 | 0 | 0 | 0 | 0 | 0 | 0 | 0 | 0 | 0 | 0 | 0 | 0 | 0 | 0 | 0 | 0 | 0 | 0 | 0 | 0 | 0 | 2570.9983 | 2627.5603 | 2685.3666 | 2744.4447 | 2804.8225 | 2866.5286 | 2929.5922 | 2994.0432 | 3059.9122 | 3127.2302 | 3196.0293 | 3266.3419 | 3338.2015 | 3411.6419 | 3486.698 | 3563.4054 | 3641.8003 | 3721.9199 | 3803.8021 | 3887.4858 | 3973.0105 | 4060.4167 | 4149.7459 | 4241.0403 | 4334.3432 | 4429.6987 | 4527.1521 | 4626.7494 | 4728.5379 | 4832.5657 | 4938.8822 | 5047.5376 | 5158.5834 | 5272.0723 | 5388.0579 | 5506.5951 | 5627.7402 | 5751.5505 | 5878.0846 | 6007.4025 | 6139.5653 | 6274.6358 | 6412.6778 | 6553.7567 | 6697.9393 | 6845.294 | 6995.8904 | 7149.8 | 7307.0956 | 7467.8517 | 7632.1445 | 7800.0517 | 7971.6528 | 8147.0291 | 8326.2638 | 8509.4416 | 0 | 0 | 0 | 0 | 0 | 0 | 0 | 0 | 0 | 0 |  | 136.5518 | 141.0247 | 150.4983 | 152.3081 | 147.6353 | 151.7041 | 159.6011 | 162.8488 | 166.0991 | 174.6364 | 181.1418 | 180.9451 | 188.9059 | 182.8247 | 197.6879 | 196.208 | 209.1399 | 204.1852 | 204.8966 | 220.1295 | 224.273 | 232.5001 | 244.0735 | 236.2494 | 242.2322 | 257.3139 | 252.6325 | 258.5976 | 268.1704 | 284.2429 | 278.3185 | 278.9284 | 292.6393 | 310.6755 | 310.2119 | 330.0822 | 336.839 | 344.2692 | 334.1747 | 364.0817 | 349.0296 | 383.6773 | 365.1313 | 397.8268 | 392.4336 | 397.855 | 414.9968 | 407.8175 | 428.7674 | 425.9076 | 436.6734 | 446.9534 | 456.8001 | 474.2721 | 493.1103 | 502.344 | 0 | 0 | 0 | 0 | 0 | 0 | 0 | 0 | 0 |  | 137.1399 | 134.7527 | 141.9059 | 150.2889 | 150.9409 | 145.4057 | 162.5861 | 156.1667 | 170.3625 | 174.2723 | 173.1321 | 182.5347 | 182.4812 | 186.2633 | 190.9176 | 197.073 | 190.7763 | 200.7341 | 209.0093 | 219.5234 | 216.8087 | 229.8421 | 237.6049 | 243.5528 | 234.4695 | 248.8569 | 256.0932 | 260.5339 | 266.0373 | 262.5598 | 258.4639 | 268.2957 | 280.0729 | 297.0778 | 289.3243 | 306.4737 | 304.7389 | 298.8001 | 326.4546 | 321.0114 | 345.092 | 339.5295 | 344.056 | 347.311 | 360.4645 | 366.5284 | 387.2485 | 379.7427 | 388.6201 | 406.5824 | 402.7733 | 427.1454 | 433.2689 | 458.4326 | 474.8463 | 459.5984 | 0 | 0 | 0 | 0 | 0 | 0 | 0 | 0 | 0 |  | 130.8031 | 142.2654 | 139.6799 | 138.6686 | 145.6273 | 148.9597 | 146.684 | 152.9978 | 163.7105 | 160.999 | 163.5482 | 171.4859 | 174.6709 | 182.9376 | 191.0441 | 196.8886 | 187.7415 | 202.664 | 202.8663 | 202.0102 | 213.2066 | 222.4267 | 221.6277 | 224.7328 | 230.3836 | 237.9705 | 232.6138 | 247.2394 | 237.2055 | 250.1537 | 266.6373 | 270.8834 | 280.2829 | 274.1233 | 292.7233 | 283.7374 | 297.7573 | 321.5706 | 310.5358 | 324.2399 | 327.1781 | 338.2465 | 353.4609 | 356.7364 | 363.8391 | 376.9639 | 383.7666 | 391.6977 | 405.9761 | 383.8665 | 425.3454 | 407.3889 | 445.099 | 443.9334 | 463.2249 | 456.2667 | 0 | 0 | 0 | 0 | 0 | 0 | 0 | 0 | 0
UG-1PH | 4.845% | 5.04% | CV-G65 | Springfield | 204894 | 204894: L209 P1-P53 Tarbel Rd-Kna | 528262 | 0 | 1PH | UG | 2.5 | Zone 3 | 58 | 1445839 |  |  |  |  | 2006927.2753 |  | 1661270.4275 | 345656.8478 | 4197.8987 | 2218.8916 | 22400.0583 | 6736.6651 | 143960.087 | 0 | 0 | 10231.2988 | 4086.0341 | 4209.5031 | 4329.6384 | 77459.2976 |  |  |  | 156425.9604 | 152596.8059 | 148243.9558 | 144077.5391 | 140083.6004 | 136249.2573 | 132562.5223 | 129012.3025 | 125538.3021 | 122075.2158 | 118612.1294 | 115149.0431 | 111685.9568 | 108222.8705 | 104759.7841 | 101296.6978 | 97833.6115 | 94370.5252 | 90907.4388 | 87444.3525 | 84380.4343 | 82114.6734 | 80248.0807 | 78381.4879 | 76514.8952 | 74648.3024 | 72781.7097 | 70915.1169 | 69048.5242 | 67181.9314 | 65315.3387 | 63448.7459 | 61582.1532 | 59715.5604 | 57848.9677 | 55982.3749 | 54115.7822 | 52249.1894 | 50382.5966 | 48516.0039 | 46649.4111 | 44782.8184 | 42916.2256 | 41049.6329 | 39183.0401 | 37316.4474 | 35449.8546 | 33583.2619 | 31716.6691 | 29850.0764 | [16 empty] | 23350.2999 | 23350.2999 | 23350.2999 | 23350.2999 | 23350.2999 | 23350.2999 | 23350.2999 | 23350.2999 | 23350.2999 | 23350.2999 | 23350.2999 | 23350.2999 | 23350.2999 | 23350.2999 | 23350.2999 | 23350.2999 | 23350.2999 | 23350.2999 | 23350.2999 | 23350.2999 | 23350.2999 | 23350.2999 | 23350.2999 | 23350.2999 | 23350.2999 | 23350.2999 | 23350.2999 | 23350.2999 | 23350.2999 | 23350.2999 | 23350.2999 | 23350.2999 | 23350.2999 | 23350.2999 | 23350.2999 | 23350.2999 | 23350.2999 | 23350.2999 | 23350.2999 | 23350.2999 | 23350.2999 | 23350.2999 | 23350.2999 | 23350.2999 | 23350.2999 | 23350.2999 | 23350.2999 | 23350.2999 | 23350.2999 | 23350.2999 | [16 empty] | 187.9485 | 199.2984 | 194.8231 | 214.0765 | 220.2794 | 224.9488 | 218.2354 | 220.1622 | 228.3281 | 245.1915 | 239.6626 | 240.398 | 268.7139 | 264.5932 | 259.0522 | 266.2578 | 277.4433 | 283.5653 | 296.4091 | 293.9369 | 306.2549 | 322.9361 | 327.4681 | 337.9447 | 348.2533 | 341.2999 | 366.5515 | 366.0562 | 362.046 | 372.2622 | 394.0016 | 407.8018 | 402.0934 | 399.4191 | 443.1221 | 457.9335 | 467.3004 | 463.8929 | 492.3474 | 501.6094 | 479.1467 | 521.3166 | 504.9261 | 537.6895 | 529.5994 | 546.7002 | 576.2912 | 574.9412 | 618.8309 | 609.7394 | 624.6586 | 615.7616 | 632.7565 | 661.4466 | 711.1244 | 709.3071 | 0 | 0 | 0 | 0 | 0 | 0 | 0 | 0 | 0 |  | 105.2122 | 107.5269 | 109.8925 | 112.3101 | 114.781 | 117.3061 | 119.8869 | 122.5244 | 125.2199 | 127.9748 | 130.7902 | 133.6676 | 136.6083 | 139.6137 | 142.6852 | 145.8242 | 149.0324 | 152.3111 | 155.6619 | 159.0865 | 162.5864 | 166.1633 | 169.8189 | 173.5549 | 177.3731 | 181.2753 | 185.2634 | 189.3392 | 193.5046 | 197.7617 | 202.1125 | 206.559 | 211.1033 | 215.7475 | 220.494 | 225.3449 | 230.3024 | 235.3691 | 240.5472 | 245.8393 | 251.2477 | 256.7752 | 262.4242 | 268.1976 | 274.0979 | 280.1281 | 286.2909 | 292.5893 | 299.0262 | 305.6048 | 312.3281 | 319.1993 | 326.2217 | 333.3986 | 340.7334 | 348.2295 | 0 | 0 | 0 | 0 | 0 | 0 | 0 | 0 | 0 | 0 | 84.4283 | 86.2857 | 88.184 | 90.124 | 92.1067 | 94.1331 | 96.204 | 98.3205 | 100.4835 | 102.6942 | 104.9535 | 107.2624 | 109.6222 | 112.0339 | 114.4986 | 117.0176 | 119.592 | 122.223 | 124.9119 | 127.66 | 130.4685 | 133.3388 | 136.2723 | 139.2703 | 142.3342 | 145.4656 | 148.6658 | 151.9365 | 155.2791 | 158.6952 | 162.1865 | 165.7546 | 169.4012 | 173.128 | 176.9368 | 180.8294 | 184.8077 | 188.8735 | 193.0287 | 197.2753 | 201.6154 | 206.0509 | 210.584 | 215.2169 | 219.9516 | 224.7906 | 229.736 | 234.7902 | 239.9556 | 245.2346 | 250.6297 | 256.1436 | 261.7787 | 267.5379 | 273.4237 | 279.439 | 0 | 0 | 0 | 0 | 0 | 0 | 0 | 0 | 0 | 0 | 337.2355 | 344.6547 | 352.2371 | 359.9863 | 367.906 | 375.9999 | 384.2719 | 392.7259 | 401.3659 | 410.1959 | 419.2202 | 428.4431 | 437.8688 | 447.5019 | 457.347 | 467.4086 | 477.6916 | 488.2008 | 498.9412 | 509.9179 | 521.1361 | 532.6011 | 544.3184 | 556.2934 | 568.5318 | 581.0395 | 593.8224 | 606.8865 | 620.238 | 633.8832 | 647.8286 | 662.0809 | 676.6467 | 691.5329 | 706.7466 | 722.295 | 738.1855 | 754.4256 | 771.023 | 787.9855 | 805.3212 | 823.0382 | 841.1451 | 859.6503 | 878.5626 | 897.8909 | 917.6445 | 937.8327 | 958.465 | 979.5513 | 1001.1014 | 1023.1256 | 1045.6344 | 1068.6383 | 1092.1484 | 1116.1757 | 0 | 0 | 0 | 0 | 0 | 0 | 0 | 0 | 0 | 0 | 175.0411 | 178.892 | 182.8277 | 186.8499 | 190.9606 | 195.1617 | 199.4553 | 203.8433 | 208.3278 | 212.911 | 217.5951 | 222.3822 | 227.2746 | 232.2746 | 237.3847 | 242.6071 | 247.9445 | 253.3993 | 258.9741 | 264.6715 | 270.4943 | 276.4451 | 282.5269 | 288.7425 | 295.0949 | 301.5869 | 308.2218 | 315.0027 | 321.9328 | 329.0153 | 336.2536 | 343.6512 | 351.2116 | 358.9382 | 366.8349 | 374.9052 | 383.1531 | 391.5825 | 400.1973 | 409.0017 | 417.9997 | 427.1957 | 436.594 | 446.1991 | 456.0154 | 466.0478 | 476.3008 | 486.7794 | 497.4886 | 508.4333 | 519.6189 | 531.0505 | 542.7336 | 554.6737 | 566.8766 | 579.3479 | 0 | 0 | 0 | 0 | 0 | 0 | 0 | 0 | 0 | 0 | 15.1385 | 15.4715 | 15.8119 | 16.1598 | 16.5153 | 16.8786 | 17.2499 | 17.6294 | 18.0173 | 18.4137 | 18.8188 | 19.2328 | 19.6559 | 20.0883 | 20.5303 | 20.9819 | 21.4435 | 21.9153 | 22.3974 | 22.8902 | 23.3938 | 23.9084 | 24.4344 | 24.972 | 25.5214 | 26.0828 | 26.6566 | 27.2431 | 27.8424 | 28.455 | 29.081 | 29.7208 | 30.3746 | 31.0429 | 31.7258 | 32.4238 | 33.1371 | 33.8661 | 34.6112 | 35.3726 | 36.1508 | 36.9461 | 37.7589 | 38.5896 | 39.4386 | 40.3063 | 41.193 | 42.0992 | 43.0254 | 43.972 | 44.9394 | 45.928 | 46.9385 | 47.9711 | 49.0265 | 50.105 | 0 | 0 | 0 | 0 | 0 | 0 | 0 | 0 | 0 | 0 | 450.2907 | 460.1971 | 470.3215 | 480.6685 | 491.2432 | 502.0506 | 513.0957 | 524.3838 | 535.9203 | 547.7105 | 559.7601 | 572.0749 | 584.6605 | 597.523 | 610.6685 | 624.1032 | 637.8335 | 651.8659 | 666.2069 | 680.8635 | 695.8425 | 711.151 | 726.7963 | 742.7858 | 759.1271 | 775.8279 | 792.8961 | 810.3398 | 828.1673 | 846.387 | 865.0075 | 884.0377 | 903.4865 | 923.3632 | 943.6772 | 964.4381 | 985.6557 | 1007.3402 | 1029.5016 | 1052.1507 | 1075.298 | 1098.9546 | 1123.1316 | 1147.8404 | 1173.0929 | 1198.901 | 1225.2768 | 1252.2329 | 1279.782 | 1307.9372 | 1336.7118 | 1366.1195 | 1396.1741 | 1426.89 | 1458.2815 | 1490.3637 | 0 | 0 | 0 | 0 | 0 | 0 | 0 | 0 | 0 | 0 | 1062.1341 | 1085.501 | 1109.3821 | 1133.7885 | 1158.7318 | 1184.2239 | 1210.2768 | 1236.9029 | 1264.1148 | 1291.9253 | 1320.3477 | 1349.3953 | 1379.082 | 1409.4218 | 1440.4291 | 1472.1185 | 1504.5052 | 1537.6043 | 1571.4316 | 1606.0031 | 1641.3351 | 1677.4445 | 1714.3483 | 1752.0639 | 1790.6093 | 1830.0028 | 1870.2628 | 1911.4086 | 1953.4596 | 1996.4357 | 2040.3573 | 2085.2451 | 2131.1205 | 2178.0052 | 2225.9213 | 2274.8916 | 2324.9392 | 2376.0878 | 2428.3618 | 2481.7857 | 2536.385 | 2592.1855 | 2649.2136 | 2707.4963 | 2767.0612 | 2827.9365 | 2890.1511 | 2953.7345 | 3018.7166 | 3085.1284 | 3153.0012 | 3222.3672 | 3293.2593 | 3365.711 | 3439.7567 | 3515.4313 | 0 | 0 | 0 | 0 | 0 | 0 | 0 | 0 | 0 | 0 | 518.2474 | 526.7855 | 517.662 | 524.655 | 538.9401 | 550.3598 | 561.367 | 572.5944 | 584.0463 | 595.7272 | 607.6417 | 619.7946 | 632.1905 | 644.8343 | 657.731 | 670.8856 | 684.3033 | 697.9894 | 711.9491 | 726.1881 | 740.7119 | 755.5261 | 770.6366 | 786.0494 | 801.7704 | 817.8058 | 834.1619 | 850.8451 | 867.862 | 885.2193 | 902.9237 | 922.788 | 943.0893 | 963.8373 | 985.0417 | 1006.7126 | 1028.8603 | 1051.4952 | 1074.6281 | 1098.2699 | 1122.4319 | 1147.1254 | 1172.3621 | 1198.1541 | 1224.5135 | 1251.4528 | 1278.9847 | 1307.1224 | 1335.8791 | 1365.2684 | 1395.3043 | 1426.001 | 1457.3731 | 1489.4353 | 1522.2028 | 1555.6913 | 0 | 0 | 0 | 0 | 0 | 0 | 0 | 0 | 0 | 0 |  | 0 | 0 | 0 | 0 | 0 | 0 | 0 | 0 | 0 | 0 | 0 | 0 | 0 | 0 | 0 | 0 | 0 | 0 | 0 | 0 | 0 | 0 | 0 | 0 | 0 | 0 | 0 | 0 | 0 | 0 | 0 | 0 | 0 | 0 | 0 | 0 | 0 | 0 | 0 | 0 | 0 | 0 | 0 | 0 | 0 | 0 | 0 | 0 | 0 | 0 | 0 | 0 | 0 | 0 | 0 | 0 | 0 | 0 | 0 | 0 | 0 | 0 | 0 | 0 | 0 | 0 |  | 0 | 0 | 0 | 0 | 0 | 0 | 0 | 0 | 0 | 0 | 0 | 0 | 0 | 0 | 0 | 0 | 0 | 0 | 0 | 0 | 0 | 0 | 0 | 0 | 0 | 0 | 0 | 0 | 0 | 0 | 0 | 0 | 0 | 0 | 0 | 0 | 0 | 0 | 0 | 0 | 0 | 0 | 0 | 0 | 0 | 0 | 0 | 0 | 0 | 0 | 0 | 0 | 0 | 0 | 0 | 0 | 0 | 0 | 0 | 0 | 0 | 0 | 0 | 0 | 0 | 0 | 3672.8547 | 3753.6575 | 3836.238 | 3920.6352 | 4006.8892 | 4095.0408 | 4185.1317 | 4277.2046 | 4371.3031 | 4467.4718 | 4565.7561 | 4666.2028 | 4768.8592 | 4873.7741 | 4980.9972 | 5090.5791 | 5202.5718 | 5317.0284 | 5434.003 | 5553.5511 | 5675.7292 | 5800.5953 | 5928.2084 | 6058.629 | 6191.9188 | 6328.141 | 6467.3601 | 6609.642 | 6755.0542 | 6903.6653 | 7055.546 | 7210.768 | 7369.4049 | 7531.5318 | 7697.2255 | 7866.5645 | 8039.6289 | 8216.5007 | 8397.2637 | 8582.0035 | 8770.8076 | 8963.7654 | 9160.9682 | 9362.5095 | 9568.4847 | 9778.9914 | 9994.1292 | 10214 | 10438.708 | 10668.3596 | 10903.0635 | 11142.9309 | 11388.0754 | 11638.6131 | 11894.6626 | 12156.3451 | 0 | 0 | 0 | 0 | 0 | 0 | 0 | 0 | 0 | 0 |  | 195.0739 | 201.4638 | 214.9976 | 217.583 | 210.9075 | 216.7202 | 228.0015 | 232.6411 | 237.2844 | 249.4806 | 258.774 | 258.493 | 269.8656 | 261.1781 | 282.4112 | 280.2972 | 298.7713 | 291.6931 | 292.7094 | 314.4707 | 320.39 | 332.143 | 348.6765 | 337.4991 | 346.0459 | 367.5912 | 360.9035 | 369.4251 | 383.1006 | 406.0613 | 397.5979 | 398.4691 | 418.0562 | 443.8222 | 443.1598 | 471.5459 | 481.1985 | 491.8131 | 477.3925 | 520.1167 | 498.6138 | 548.1104 | 521.6161 | 568.3241 | 560.6195 | 568.3642 | 592.8525 | 582.5964 | 612.5248 | 608.4394 | 623.8192 | 638.5049 | 652.5715 | 677.5315 | 704.4433 | 717.6343 | 0 | 0 | 0 | 0 | 0 | 0 | 0 | 0 | 0 |  | 195.9141 | 192.5039 | 202.7227 | 214.6984 | 215.6298 | 207.7224 | 232.2659 | 223.0953 | 243.375 | 248.9604 | 247.3316 | 260.7639 | 260.6875 | 266.0904 | 272.7394 | 281.5328 | 272.5376 | 286.763 | 298.5847 | 313.6048 | 309.7267 | 328.3459 | 339.4356 | 347.9326 | 334.9564 | 355.5099 | 365.8474 | 372.1913 | 380.0533 | 375.0854 | 369.2341 | 383.2796 | 400.1042 | 424.3969 | 413.3205 | 437.8196 | 435.3413 | 426.8572 | 466.3638 | 458.5878 | 492.9885 | 485.0421 | 491.5085 | 496.1585 | 514.9492 | 523.6121 | 553.2121 | 542.4896 | 555.1716 | 580.8321 | 575.3904 | 610.2077 | 618.9556 | 654.9037 | 678.3519 | 656.5692 | 0 | 0 | 0 | 0 | 0 | 0 | 0 | 0 | 0 |  | 186.8616 | 203.2363 | 199.5427 | 198.098 | 208.039 | 212.7996 | 209.5486 | 218.5683 | 233.8721 | 229.9986 | 233.6403 | 244.9798 | 249.5299 | 261.3394 | 272.9201 | 281.2695 | 268.2021 | 289.5201 | 289.8091 | 288.5859 | 304.5809 | 317.7524 | 316.611 | 321.0468 | 329.1194 | 339.9579 | 332.3055 | 353.1992 | 338.865 | 357.3624 | 380.9104 | 386.9763 | 400.4041 | 391.6047 | 418.1761 | 405.3391 | 425.3676 | 459.3866 | 443.6226 | 463.1998 | 467.3972 | 483.2093 | 504.9441 | 509.6234 | 519.7701 | 538.5199 | 548.2381 | 559.5681 | 579.9659 | 548.3807 | 607.6362 | 581.9841 | 635.8558 | 634.1905 | 661.7498 | 651.8096 | 0 | 0 | 0 | 0 | 0 | 0 | 0 | 0 | 0
UG-1PH | 6.562% | 6.754% | DM-G6 | Brattleboro | 204895 | 204895: L65-South Wardsboro Rd | 554546 | 0 | 1PH | UG | 3.35 | Zone 3 | 137 | 1958291 |  |  |  |  | 2718247.0669 |  | 2250078.2776 | 468168.7893 | 5625.1843 | 4296.5916 | 30016.0782 | 19579.0445 | 427376.69 | 0 | 0 | 13709.9404 | 5475.2856 | 5640.7341 | 5801.7155 | 103795.4588 |  |  |  | 211868.3687 | 206682.0383 | 200786.3976 | 195143.2685 | 189733.749 | 184540.3909 | 179546.9581 | 174738.4258 | 170033.1276 | 165342.6117 | 160652.0958 | 155961.5799 | 151271.0641 | 146580.5482 | 141890.0323 | 137199.5164 | 132509.0006 | 127818.4847 | 123127.9688 | 118437.4529 | 114287.5832 | 111218.7636 | 108690.5901 | 106162.4167 | 103634.2432 | 101106.0698 | 98577.8963 | 96049.7228 | 93521.5494 | 90993.3759 | 88465.2025 | 85937.029 | 83408.8555 | 80880.6821 | 78352.5086 | 75824.3352 | 73296.1617 | 70767.9882 | 68239.8148 | 65711.6413 | 63183.4679 | 60655.2944 | 58127.1209 | 55598.9475 | 53070.774 | 50542.6006 | 48014.4271 | 45486.2536 | 42958.0802 | 40429.9067 | [16 empty] | 31626.3996 | 31626.3996 | 31626.3996 | 31626.3996 | 31626.3996 | 31626.3996 | 31626.3996 | 31626.3996 | 31626.3996 | 31626.3996 | 31626.3996 | 31626.3996 | 31626.3996 | 31626.3996 | 31626.3996 | 31626.3996 | 31626.3996 | 31626.3996 | 31626.3996 | 31626.3996 | 31626.3996 | 31626.3996 | 31626.3996 | 31626.3996 | 31626.3996 | 31626.3996 | 31626.3996 | 31626.3996 | 31626.3996 | 31626.3996 | 31626.3996 | 31626.3996 | 31626.3996 | 31626.3996 | 31626.3996 | 31626.3996 | 31626.3996 | 31626.3996 | 31626.3996 | 31626.3996 | 31626.3996 | 31626.3996 | 31626.3996 | 31626.3996 | 31626.3996 | 31626.3996 | 31626.3996 | 31626.3996 | 31626.3996 | 31626.3996 | [16 empty] | 251.851 | 267.0599 | 261.063 | 286.8625 | 295.1744 | 301.4315 | 292.4354 | 295.0173 | 305.9596 | 328.5566 | 321.1479 | 322.1334 | 360.0767 | 354.5549 | 347.1299 | 356.7854 | 371.774 | 379.9775 | 397.1882 | 393.8754 | 410.3815 | 432.7343 | 438.8073 | 452.846 | 466.6594 | 457.3419 | 491.179 | 490.5153 | 485.1417 | 498.8313 | 527.9621 | 546.4544 | 538.8052 | 535.2216 | 593.7836 | 613.6309 | 626.1826 | 621.6164 | 659.7455 | 672.1566 | 642.0566 | 698.5642 | 676.601 | 720.5039 | 709.6632 | 732.5783 | 772.2302 | 770.4212 | 829.2334 | 817.0507 | 837.0425 | 825.1206 | 847.8937 | 886.3385 | 952.9067 | 950.4715 | 0 | 0 | 0 | 0 | 0 | 0 | 0 | 0 | 0 |  | 203.7297 | 208.2117 | 212.7924 | 217.4738 | 222.2582 | 227.1479 | 232.1452 | 237.2524 | 242.4719 | 247.8063 | 253.258 | 258.8297 | 264.524 | 270.3435 | 276.2911 | 282.3695 | 288.5816 | 294.9304 | 301.4188 | 308.0501 | 314.8272 | 321.7534 | 328.8319 | 336.0662 | 343.4597 | 351.0158 | 358.7382 | 366.6304 | 374.6963 | 382.9396 | 391.3642 | 399.9743 | 408.7737 | 417.7667 | 426.9576 | 436.3507 | 445.9504 | 455.7613 | 465.788 | 476.0354 | 486.5081 | 497.2113 | 508.15 | 519.3293 | 530.7545 | 542.4311 | 554.3646 | 566.5606 | 579.0249 | 591.7635 | 604.7823 | 618.0875 | 631.6854 | 645.5825 | 659.7853 | 674.3006 | 0 | 0 | 0 | 0 | 0 | 0 | 0 | 0 | 0 | 0 | 113.1339 | 115.6228 | 118.1665 | 120.7662 | 123.423 | 126.1383 | 128.9134 | 131.7495 | 134.648 | 137.6102 | 140.6376 | 143.7317 | 146.8938 | 150.1254 | 153.4282 | 156.8036 | 160.2533 | 163.7789 | 167.382 | 171.0644 | 174.8278 | 178.674 | 182.6049 | 186.6222 | 190.7278 | 194.9239 | 199.2122 | 203.5948 | 208.0739 | 212.6516 | 217.3299 | 222.1112 | 226.9976 | 231.9915 | 237.0954 | 242.3115 | 247.6423 | 253.0904 | 258.6584 | 264.3489 | 270.1646 | 276.1082 | 282.1826 | 288.3906 | 294.7352 | 301.2194 | 307.8462 | 314.6188 | 321.5404 | 328.6143 | 335.8438 | 343.2324 | 350.7835 | 358.5008 | 366.3878 | 374.4483 | 0 | 0 | 0 | 0 | 0 | 0 | 0 | 0 | 0 | 0 | 451.8956 | 461.8373 | 471.9977 | 482.3816 | 492.994 | 503.8399 | 514.9244 | 526.2527 | 537.8303 | 549.6625 | 561.7551 | 574.1137 | 586.7442 | 599.6526 | 612.845 | 626.3275 | 640.1067 | 654.1891 | 668.5813 | 683.29 | 698.3224 | 713.6855 | 729.3866 | 745.4331 | 761.8326 | 778.593 | 795.722 | 813.2279 | 831.1189 | 849.4035 | 868.0904 | 887.1884 | 906.7065 | 926.6541 | 947.0405 | 967.8753 | 989.1686 | 1010.9303 | 1033.1708 | 1055.9005 | 1079.1303 | 1102.8712 | 1127.1344 | 1151.9313 | 1177.2738 | 1203.1739 | 1229.6437 | 1256.6958 | 1284.3431 | 1312.5987 | 1341.4759 | 1370.9883 | 1401.1501 | 1431.9754 | 1463.4788 | 1495.6754 | 0 | 0 | 0 | 0 | 0 | 0 | 0 | 0 | 0 | 0 | 234.5551 | 239.7153 | 244.9891 | 250.3788 | 255.8872 | 261.5167 | 267.2701 | 273.15 | 279.1593 | 285.3008 | 291.5774 | 297.9921 | 304.5479 | 311.248 | 318.0955 | 325.0936 | 332.2456 | 339.555 | 347.0252 | 354.6598 | 362.4623 | 370.4365 | 378.5861 | 386.915 | 395.4271 | 404.1265 | 413.0173 | 422.1037 | 431.3899 | 440.8805 | 450.5799 | 460.4926 | 470.6235 | 480.9772 | 491.5587 | 502.373 | 513.4252 | 524.7206 | 536.2644 | 548.0622 | 560.1196 | 572.4422 | 585.0359 | 597.9067 | 611.0607 | 624.504 | 638.2431 | 652.2845 | 666.6347 | 681.3007 | 696.2893 | 711.6077 | 727.263 | 743.2628 | 759.6146 | 776.3261 | 0 | 0 | 0 | 0 | 0 | 0 | 0 | 0 | 0 | 0 | 20.2856 | 20.7318 | 21.1879 | 21.6541 | 22.1305 | 22.6173 | 23.1149 | 23.6234 | 24.1432 | 24.6743 | 25.2171 | 25.7719 | 26.3389 | 26.9184 | 27.5106 | 28.1158 | 28.7343 | 29.3665 | 30.0126 | 30.6728 | 31.3476 | 32.0373 | 32.7421 | 33.4624 | 34.1986 | 34.951 | 35.7199 | 36.5057 | 37.3089 | 38.1297 | 38.9685 | 39.8258 | 40.702 | 41.5974 | 42.5126 | 43.4479 | 44.4037 | 45.3806 | 46.379 | 47.3993 | 48.4421 | 49.5078 | 50.597 | 51.7101 | 52.8477 | 54.0104 | 55.1986 | 56.413 | 57.6541 | 58.9225 | 60.2188 | 61.5436 | 62.8975 | 64.2813 | 65.6955 | 67.1408 | 0 | 0 | 0 | 0 | 0 | 0 | 0 | 0 | 0 | 0 | 603.3896 | 616.6641 | 630.2308 | 644.0958 | 658.2659 | 672.7478 | 687.5482 | 702.6743 | 718.1331 | 733.9321 | 750.0786 | 766.5803 | 783.4451 | 800.6809 | 818.2958 | 836.2984 | 854.6969 | 873.5002 | 892.7173 | 912.357 | 932.4289 | 952.9423 | 973.9071 | 995.333 | 1017.2303 | 1039.6094 | 1062.4808 | 1085.8554 | 1109.7442 | 1134.1586 | 1159.1101 | 1184.6105 | 1210.6719 | 1237.3067 | 1264.5274 | 1292.3471 | 1320.7787 | 1349.8358 | 1379.5322 | 1409.8819 | 1440.8993 | 1472.5991 | 1504.9963 | 1538.1062 | 1571.9445 | 1606.5273 | 1641.8709 | 1677.9921 | 1714.9079 | 1752.6359 | 1791.1939 | 1830.6001 | 1870.8733 | 1912.0325 | 1954.0973 | 1997.0874 | 0 | 0 | 0 | 0 | 0 | 0 | 0 | 0 | 0 | 0 | 1423.2597 | 1454.5714 | 1486.572 | 1519.2765 | 1552.7006 | 1586.86 | 1621.771 | 1657.4499 | 1693.9138 | 1731.1799 | 1769.2659 | 1808.1897 | 1847.9699 | 1888.6253 | 1930.175 | 1972.6389 | 2016.0369 | 2060.3897 | 2105.7183 | 2152.0441 | 2199.3891 | 2247.7756 | 2297.2267 | 2347.7657 | 2399.4165 | 2452.2037 | 2506.1522 | 2561.2875 | 2617.6358 | 2675.2238 | 2734.0788 | 2794.2285 | 2855.7015 | 2918.5269 | 2982.7345 | 3048.3547 | 3115.4185 | 3183.9577 | 3254.0048 | 3325.5929 | 3398.7559 | 3473.5286 | 3549.9462 | 3628.045 | 3707.862 | 3789.435 | 3872.8025 | 3958.0042 | 4045.0803 | 4134.072 | 4225.0216 | 4317.9721 | 4412.9675 | 4510.0528 | 4609.2739 | 4710.678 | 0 | 0 | 0 | 0 | 0 | 0 | 0 | 0 | 0 | 0 | 694.4515 | 705.8926 | 693.6671 | 703.0377 | 722.1797 | 737.4822 | 752.2318 | 767.2765 | 782.622 | 798.2744 | 814.2399 | 830.5247 | 847.1352 | 864.0779 | 881.3595 | 898.9867 | 916.9664 | 935.3057 | 954.0118 | 973.0921 | 992.5539 | 1012.405 | 1032.6531 | 1053.3062 | 1074.3723 | 1095.8597 | 1117.7769 | 1140.1325 | 1162.9351 | 1186.1938 | 1209.9177 | 1236.5359 | 1263.7397 | 1291.5419 | 1319.9559 | 1348.9949 | 1378.6728 | 1409.0036 | 1440.0017 | 1471.6817 | 1504.0587 | 1537.148 | 1570.9652 | 1605.5265 | 1640.8481 | 1676.9467 | 1713.8395 | 1751.544 | 1790.078 | 1829.4597 | 1869.7078 | 1910.8414 | 1952.8799 | 1995.8433 | 2039.7518 | 2084.6263 | 0 | 0 | 0 | 0 | 0 | 0 | 0 | 0 | 0 | 0 |  | 0 | 0 | 0 | 0 | 0 | 0 | 0 | 0 | 0 | 0 | 0 | 0 | 0 | 0 | 0 | 0 | 0 | 0 | 0 | 0 | 0 | 0 | 0 | 0 | 0 | 0 | 0 | 0 | 0 | 0 | 0 | 0 | 0 | 0 | 0 | 0 | 0 | 0 | 0 | 0 | 0 | 0 | 0 | 0 | 0 | 0 | 0 | 0 | 0 | 0 | 0 | 0 | 0 | 0 | 0 | 0 | 0 | 0 | 0 | 0 | 0 | 0 | 0 | 0 | 0 | 0 |  | 0 | 0 | 0 | 0 | 0 | 0 | 0 | 0 | 0 | 0 | 0 | 0 | 0 | 0 | 0 | 0 | 0 | 0 | 0 | 0 | 0 | 0 | 0 | 0 | 0 | 0 | 0 | 0 | 0 | 0 | 0 | 0 | 0 | 0 | 0 | 0 | 0 | 0 | 0 | 0 | 0 | 0 | 0 | 0 | 0 | 0 | 0 | 0 | 0 | 0 | 0 | 0 | 0 | 0 | 0 | 0 | 0 | 0 | 0 | 0 | 0 | 0 | 0 | 0 | 0 | 0 | 4921.6254 | 5029.9011 | 5140.5589 | 5253.6512 | 5369.2316 | 5487.3547 | 5608.0765 | 5731.4541 | 5857.5461 | 5986.4121 | 6118.1132 | 6252.7117 | 6390.2714 | 6530.8573 | 6674.5362 | 6821.376 | 6971.4463 | 7124.8181 | 7281.5641 | 7441.7585 | 7605.4772 | 7772.7977 | 7943.7992 | 8118.5628 | 8297.1712 | 8479.709 | 8666.2625 | 8856.9203 | 9051.7726 | 9250.9116 | 9454.4316 | 9662.4291 | 9875.0026 | 10092.2526 | 10314.2822 | 10541.1964 | 10773.1027 | 11010.111 | 11252.3334 | 11499.8847 | 11752.8822 | 12011.4456 | 12275.6974 | 12545.7628 | 12821.7695 | 13103.8485 | 13392.1331 | 13686.7601 | 13987.8688 | 14295.6019 | 14610.1051 | 14931.5274 | 15260.0211 | 15595.7415 | 15938.8478 | 16289.5025 | 0 | 0 | 0 | 0 | 0 | 0 | 0 | 0 | 0 | 0 |  | 261.3991 | 269.9615 | 288.0968 | 291.5613 | 282.6161 | 290.405 | 305.522 | 311.7391 | 317.9611 | 334.304 | 346.7572 | 346.3806 | 361.6199 | 349.9787 | 378.4311 | 375.5983 | 400.3535 | 390.8688 | 392.2305 | 421.3908 | 429.3225 | 445.0716 | 467.2265 | 452.2488 | 463.7016 | 492.5722 | 483.6107 | 495.0297 | 513.3548 | 544.1221 | 532.7811 | 533.9486 | 560.1953 | 594.7217 | 593.8342 | 631.8716 | 644.806 | 659.0296 | 639.7059 | 696.9564 | 668.1424 | 734.4679 | 698.9656 | 761.5542 | 751.2301 | 761.6081 | 794.4224 | 780.6792 | 820.7832 | 815.3088 | 835.9177 | 855.5965 | 874.4458 | 907.8922 | 943.9541 | 961.6299 | 0 | 0 | 0 | 0 | 0 | 0 | 0 | 0 | 0 |  | 262.5249 | 257.9552 | 271.6484 | 287.6959 | 288.944 | 278.3481 | 311.2363 | 298.9476 | 326.1225 | 333.6069 | 331.4243 | 349.4236 | 349.3212 | 356.5611 | 365.4708 | 377.254 | 365.2004 | 384.2624 | 400.1034 | 420.2304 | 415.0338 | 439.9835 | 454.8437 | 466.2296 | 448.8415 | 476.3832 | 490.2356 | 498.7364 | 509.2714 | 502.6144 | 494.7737 | 513.5947 | 536.1396 | 568.6919 | 553.8494 | 586.6783 | 583.3573 | 571.9887 | 624.9274 | 614.5076 | 660.6046 | 649.9564 | 658.6214 | 664.8524 | 690.032 | 701.6402 | 741.3042 | 726.936 | 743.93 | 778.315 | 771.0231 | 817.6783 | 829.4005 | 877.571 | 908.9916 | 879.8027 | 0 | 0 | 0 | 0 | 0 | 0 | 0 | 0 | 0 |  | 250.3945 | 272.3367 | 267.3873 | 265.4514 | 278.7723 | 285.1515 | 280.7952 | 292.8815 | 313.3886 | 308.1981 | 313.078 | 328.273 | 334.3701 | 350.1949 | 365.713 | 376.9011 | 359.3909 | 387.9569 | 388.3441 | 386.7052 | 408.1384 | 425.7882 | 424.2588 | 430.2028 | 441.02 | 455.5436 | 445.2893 | 473.2869 | 454.0791 | 478.8657 | 510.4199 | 518.5482 | 536.5416 | 524.7503 | 560.356 | 543.1545 | 569.9926 | 615.578 | 594.4543 | 620.6878 | 626.3123 | 647.5004 | 676.6251 | 682.8954 | 696.4919 | 721.6167 | 734.639 | 749.8212 | 777.1543 | 734.8301 | 814.2326 | 779.8588 | 852.0467 | 849.8153 | 886.7448 | 873.4248 | 0 | 0 | 0 | 0 | 0 | 0 | 0 | 0 | 0
UG-1PH | 5.829% | 6.048% | DM-G6 | Brattleboro | 204896 | 204896: L94-Leonard Rd-Stickney B | 555912 | 0 | 1PH | UG | 3 | Zone 3 | 93 | 1739649 |  |  |  |  | 2414756.4339 |  | 1998858.4054 | 415898.0285 | 5037.4784 | 2916.6644 | 26880.07 | 13290.8842 | 290117.0232 | 0 | 0 | 12277.5585 | 4903.2409 | 5051.4037 | 5195.5661 | 92951.1571 |  |  |  | 188213.3941 | 183606.1144 | 178368.7184 | 173355.6412 | 168550.0912 | 163936.5684 | 159500.6493 | 155228.9867 | 151049.0322 | 146882.2096 | 142715.3869 | 138548.5643 | 134381.7417 | 130214.9191 | 126048.0964 | 121881.2738 | 117714.4512 | 113547.6286 | 109380.8059 | 105213.9833 | 101527.444 | 98801.2562 | 96555.3518 | 94309.4474 | 92063.543 | 89817.6385 | 87571.7341 | 85325.8297 | 83079.9252 | 80834.0208 | 78588.1164 | 76342.2119 | 74096.3075 | 71850.4031 | 69604.4987 | 67358.5942 | 65112.6898 | 62866.7854 | 60620.8809 | 58374.9765 | 56129.0721 | 53883.1677 | 51637.2632 | 49391.3588 | 47145.4544 | 44899.5499 | 42653.6455 | 40407.7411 | 38161.8366 | 35915.9322 | [16 empty] | 28095.3314 | 28095.3314 | 28095.3314 | 28095.3314 | 28095.3314 | 28095.3314 | 28095.3314 | 28095.3314 | 28095.3314 | 28095.3314 | 28095.3314 | 28095.3314 | 28095.3314 | 28095.3314 | 28095.3314 | 28095.3314 | 28095.3314 | 28095.3314 | 28095.3314 | 28095.3314 | 28095.3314 | 28095.3314 | 28095.3314 | 28095.3314 | 28095.3314 | 28095.3314 | 28095.3314 | 28095.3314 | 28095.3314 | 28095.3314 | 28095.3314 | 28095.3314 | 28095.3314 | 28095.3314 | 28095.3314 | 28095.3314 | 28095.3314 | 28095.3314 | 28095.3314 | 28095.3314 | 28095.3314 | 28095.3314 | 28095.3314 | 28095.3314 | 28095.3314 | 28095.3314 | 28095.3314 | 28095.3314 | 28095.3314 | 28095.3314 | [16 empty] | 225.5382 | 239.1581 | 233.7878 | 256.8918 | 264.3353 | 269.9386 | 261.8824 | 264.1946 | 273.9937 | 294.2297 | 287.5952 | 288.4776 | 322.4567 | 317.5118 | 310.8626 | 319.5093 | 332.9319 | 340.2783 | 355.6909 | 352.7243 | 367.5058 | 387.5233 | 392.9617 | 405.5337 | 417.9039 | 409.5599 | 439.8618 | 439.2674 | 434.4552 | 446.7146 | 472.8019 | 489.3621 | 482.5121 | 479.3029 | 531.7466 | 549.5202 | 560.7605 | 556.6714 | 590.8169 | 601.9313 | 574.976 | 625.5799 | 605.9113 | 645.2273 | 635.5193 | 656.0402 | 691.5494 | 689.9294 | 742.5971 | 731.6872 | 749.5903 | 738.9139 | 759.3078 | 793.7359 | 853.3493 | 851.1685 | 0 | 0 | 0 | 0 | 0 | 0 | 0 | 0 | 0 |  | 138.2982 | 141.3408 | 144.4503 | 147.6282 | 150.876 | 154.1953 | 157.5876 | 161.0545 | 164.5977 | 168.2189 | 171.9197 | 175.7019 | 179.5674 | 183.5178 | 187.5552 | 191.6815 | 195.8984 | 200.2082 | 204.6128 | 209.1143 | 213.7148 | 218.4165 | 223.2217 | 228.1326 | 233.1515 | 238.2808 | 243.523 | 248.8805 | 254.3559 | 259.9517 | 265.6706 | 271.5154 | 277.4887 | 283.5935 | 289.8325 | 296.2088 | 302.7254 | 309.3854 | 316.1919 | 323.1481 | 330.2573 | 337.523 | 344.9485 | 352.5374 | 360.2932 | 368.2197 | 376.3205 | 384.5995 | 393.0607 | 401.7081 | 410.5456 | 419.5776 | 428.8084 | 438.2421 | 447.8835 | 457.7369 | 0 | 0 | 0 | 0 | 0 | 0 | 0 | 0 | 0 | 0 | 101.3139 | 103.5428 | 105.8208 | 108.1488 | 110.5281 | 112.9597 | 115.4448 | 117.9846 | 120.5803 | 123.233 | 125.9442 | 128.7149 | 131.5467 | 134.4407 | 137.3984 | 140.4211 | 143.5104 | 146.6676 | 149.8943 | 153.192 | 156.5622 | 160.0066 | 163.5267 | 167.1243 | 170.8011 | 174.5587 | 178.399 | 182.3237 | 186.3349 | 190.4342 | 194.6238 | 198.9055 | 203.2814 | 207.7536 | 212.3242 | 216.9953 | 221.7692 | 226.6482 | 231.6344 | 236.7304 | 241.9384 | 247.2611 | 252.7008 | 258.2603 | 263.942 | 269.7487 | 275.6832 | 281.7482 | 287.9467 | 294.2815 | 300.7557 | 307.3723 | 314.1345 | 321.0455 | 328.1085 | 335.3268 | 0 | 0 | 0 | 0 | 0 | 0 | 0 | 0 | 0 | 0 | 404.6826 | 413.5856 | 422.6845 | 431.9835 | 441.4872 | 451.1999 | 461.1263 | 471.2711 | 481.639 | 492.2351 | 503.0643 | 514.1317 | 525.4426 | 537.0023 | 548.8164 | 560.8903 | 573.2299 | 585.841 | 598.7295 | 611.9015 | 625.3634 | 639.1214 | 653.182 | 667.552 | 682.2382 | 697.2474 | 712.5869 | 728.2638 | 744.2856 | 760.6599 | 777.3944 | 794.4971 | 811.976 | 829.8395 | 848.0959 | 866.754 | 885.8226 | 905.3107 | 925.2276 | 945.5826 | 966.3854 | 987.6459 | 1009.3741 | 1031.5803 | 1054.2751 | 1077.4691 | 1101.1734 | 1125.3993 | 1150.158 | 1175.4615 | 1201.3217 | 1227.7507 | 1254.7613 | 1282.366 | 1310.5781 | 1339.4108 | 0 | 0 | 0 | 0 | 0 | 0 | 0 | 0 | 0 | 0 | 210.0494 | 214.6705 | 219.3932 | 224.2199 | 229.1527 | 234.194 | 239.3463 | 244.6119 | 249.9934 | 255.4933 | 261.1141 | 266.8586 | 272.7295 | 278.7296 | 284.8616 | 291.1286 | 297.5334 | 304.0791 | 310.7689 | 317.6058 | 324.5931 | 331.7342 | 339.0323 | 346.491 | 354.1138 | 361.9043 | 369.8662 | 378.0033 | 386.3193 | 394.8184 | 403.5044 | 412.3815 | 421.4539 | 430.7259 | 440.2018 | 449.8863 | 459.7838 | 469.899 | 480.2368 | 490.802 | 501.5996 | 512.6348 | 523.9128 | 535.4389 | 547.2185 | 559.2573 | 571.561 | 584.1353 | 596.9863 | 610.12 | 623.5427 | 637.2606 | 651.2803 | 665.6085 | 680.2519 | 695.2174 | 0 | 0 | 0 | 0 | 0 | 0 | 0 | 0 | 0 | 0 | 18.1662 | 18.5658 | 18.9743 | 19.3917 | 19.8183 | 20.2543 | 20.6999 | 21.1553 | 21.6207 | 22.0964 | 22.5825 | 23.0793 | 23.5871 | 24.106 | 24.6363 | 25.1783 | 25.7322 | 26.2984 | 26.8769 | 27.4682 | 28.0725 | 28.6901 | 29.3213 | 29.9664 | 30.6256 | 31.2994 | 31.988 | 32.6917 | 33.4109 | 34.146 | 34.8972 | 35.6649 | 36.4495 | 37.2514 | 38.071 | 38.9085 | 39.7645 | 40.6393 | 41.5334 | 42.4471 | 43.381 | 44.3354 | 45.3107 | 46.3076 | 47.3263 | 48.3675 | 49.4316 | 50.5191 | 51.6305 | 52.7664 | 53.9272 | 55.1136 | 56.3261 | 57.5653 | 58.8318 | 60.1261 | 0 | 0 | 0 | 0 | 0 | 0 | 0 | 0 | 0 | 0 | 540.3489 | 552.2365 | 564.3858 | 576.8022 | 589.4919 | 602.4607 | 615.7148 | 629.2606 | 643.1043 | 657.2526 | 671.7122 | 686.4898 | 701.5926 | 717.0276 | 732.8022 | 748.9239 | 765.4002 | 782.239 | 799.4483 | 817.0361 | 835.0109 | 853.3812 | 872.1556 | 891.343 | 910.9525 | 930.9935 | 951.4754 | 972.4078 | 993.8008 | 1015.6644 | 1038.009 | 1060.8452 | 1084.1838 | 1108.0359 | 1132.4126 | 1157.3257 | 1182.7869 | 1208.8082 | 1235.402 | 1262.5808 | 1290.3576 | 1318.7455 | 1347.7579 | 1377.4085 | 1407.7115 | 1438.6812 | 1470.3322 | 1502.6795 | 1535.7384 | 1569.5247 | 1604.0542 | 1639.3434 | 1675.409 | 1712.268 | 1749.9378 | 1788.4365 | 0 | 0 | 0 | 0 | 0 | 0 | 0 | 0 | 0 | 0 | 1274.5609 | 1302.6012 | 1331.2585 | 1360.5462 | 1390.4782 | 1421.0687 | 1452.3322 | 1484.2835 | 1516.9378 | 1550.3104 | 1584.4172 | 1619.2744 | 1654.8984 | 1691.3062 | 1728.5149 | 1766.5423 | 1805.4062 | 1845.1251 | 1885.7179 | 1927.2037 | 1969.6022 | 2012.9334 | 2057.2179 | 2102.4767 | 2148.7312 | 2196.0033 | 2244.3154 | 2293.6903 | 2344.1515 | 2395.7228 | 2448.4287 | 2502.2942 | 2557.3446 | 2613.6062 | 2671.1056 | 2729.8699 | 2789.927 | 2851.3054 | 2914.0341 | 2978.1429 | 3043.662 | 3110.6226 | 3179.0563 | 3248.9955 | 3320.4734 | 3393.5238 | 3468.1814 | 3544.4814 | 3622.4599 | 3702.1541 | 3783.6015 | 3866.8407 | 3951.9112 | 4038.8532 | 4127.708 | 4218.5176 | 0 | 0 | 0 | 0 | 0 | 0 | 0 | 0 | 0 | 0 | 621.8968 | 632.1426 | 621.1944 | 629.586 | 646.7281 | 660.4318 | 673.6404 | 687.1133 | 700.8555 | 714.8726 | 729.1701 | 743.7535 | 758.6286 | 773.8011 | 789.2771 | 805.0627 | 821.1639 | 837.5872 | 854.339 | 871.4257 | 888.8543 | 906.6313 | 924.764 | 943.2593 | 962.1244 | 981.3669 | 1000.9943 | 1021.0141 | 1041.4344 | 1062.2631 | 1083.5084 | 1107.3456 | 1131.7072 | 1156.6047 | 1182.05 | 1208.0551 | 1234.6323 | 1261.7943 | 1289.5537 | 1317.9239 | 1346.9182 | 1376.5504 | 1406.8345 | 1437.7849 | 1469.4162 | 1501.7433 | 1534.7817 | 1568.5469 | 1603.0549 | 1638.3221 | 1674.3652 | 1711.2012 | 1748.8477 | 1787.3223 | 1826.6434 | 1866.8296 | 0 | 0 | 0 | 0 | 0 | 0 | 0 | 0 | 0 | 0 |  | 0 | 0 | 0 | 0 | 0 | 0 | 0 | 0 | 0 | 0 | 0 | 0 | 0 | 0 | 0 | 0 | 0 | 0 | 0 | 0 | 0 | 0 | 0 | 0 | 0 | 0 | 0 | 0 | 0 | 0 | 0 | 0 | 0 | 0 | 0 | 0 | 0 | 0 | 0 | 0 | 0 | 0 | 0 | 0 | 0 | 0 | 0 | 0 | 0 | 0 | 0 | 0 | 0 | 0 | 0 | 0 | 0 | 0 | 0 | 0 | 0 | 0 | 0 | 0 | 0 | 0 |  | 0 | 0 | 0 | 0 | 0 | 0 | 0 | 0 | 0 | 0 | 0 | 0 | 0 | 0 | 0 | 0 | 0 | 0 | 0 | 0 | 0 | 0 | 0 | 0 | 0 | 0 | 0 | 0 | 0 | 0 | 0 | 0 | 0 | 0 | 0 | 0 | 0 | 0 | 0 | 0 | 0 | 0 | 0 | 0 | 0 | 0 | 0 | 0 | 0 | 0 | 0 | 0 | 0 | 0 | 0 | 0 | 0 | 0 | 0 | 0 | 0 | 0 | 0 | 0 | 0 | 0 | 4407.4257 | 4504.3891 | 4603.4856 | 4704.7623 | 4808.2671 | 4914.0489 | 5022.158 | 5132.6455 | 5245.5637 | 5360.9661 | 5478.9074 | 5599.4433 | 5722.6311 | 5848.529 | 5977.1966 | 6108.6949 | 6243.0862 | 6380.4341 | 6520.8037 | 6664.2613 | 6810.8751 | 6960.7143 | 7113.85 | 7270.3547 | 7430.3026 | 7593.7692 | 7760.8321 | 7931.5704 | 8106.065 | 8284.3984 | 8466.6552 | 8652.9216 | 8843.2859 | 9037.8382 | 9236.6706 | 9439.8774 | 9647.5547 | 9859.8009 | 10076.7165 | 10298.4042 | 10524.9691 | 10756.5185 | 10993.1619 | 11235.0114 | 11482.1817 | 11734.7897 | 11992.955 | 12256.8001 | 12526.4497 | 12802.0315 | 13083.6762 | 13371.5171 | 13665.6905 | 13966.3357 | 14273.5951 | 14587.6142 | 0 | 0 | 0 | 0 | 0 | 0 | 0 | 0 | 0 | 0 |  | 234.0887 | 241.7566 | 257.9971 | 261.0997 | 253.0891 | 260.0642 | 273.6018 | 279.1693 | 284.7413 | 299.3767 | 310.5288 | 310.1916 | 323.8387 | 313.4137 | 338.8935 | 336.3566 | 358.5255 | 350.0317 | 351.2512 | 377.3649 | 384.4679 | 398.5716 | 418.4118 | 404.9989 | 415.2551 | 441.1095 | 433.0842 | 443.3102 | 459.7207 | 487.2735 | 477.1174 | 478.163 | 501.6674 | 532.5866 | 531.7918 | 565.8551 | 577.4382 | 590.1757 | 572.871 | 624.14 | 598.3365 | 657.7325 | 625.9394 | 681.9889 | 672.7434 | 682.0371 | 711.423 | 699.1157 | 735.0298 | 730.1273 | 748.583 | 766.2058 | 783.0858 | 813.0378 | 845.332 | 861.1611 | 0 | 0 | 0 | 0 | 0 | 0 | 0 | 0 | 0 |  | 235.0969 | 231.0047 | 243.2672 | 257.6381 | 258.7558 | 249.2669 | 278.7191 | 267.7143 | 292.05 | 298.7524 | 296.7979 | 312.9166 | 312.825 | 319.3085 | 327.2873 | 337.8394 | 327.0452 | 344.1156 | 358.3016 | 376.3257 | 371.6721 | 394.0151 | 407.3227 | 417.5191 | 401.9476 | 426.6118 | 439.0169 | 446.6296 | 456.0639 | 450.1025 | 443.0809 | 459.9355 | 480.125 | 509.2763 | 495.9846 | 525.3835 | 522.4096 | 512.2287 | 559.6365 | 550.3053 | 591.5863 | 582.0505 | 589.8102 | 595.3902 | 617.9391 | 628.3345 | 663.8545 | 650.9875 | 666.206 | 696.9985 | 690.4685 | 732.2492 | 742.7467 | 785.8845 | 814.0223 | 787.8831 | 0 | 0 | 0 | 0 | 0 | 0 | 0 | 0 | 0 |  | 224.2339 | 243.8836 | 239.4513 | 237.7176 | 249.6468 | 255.3595 | 251.4584 | 262.2819 | 280.6465 | 275.9983 | 280.3684 | 293.9758 | 299.4359 | 313.6073 | 327.5042 | 337.5234 | 321.8426 | 347.4241 | 347.7709 | 346.3031 | 365.4971 | 381.3029 | 379.9332 | 385.2562 | 394.9433 | 407.9495 | 398.7666 | 423.839 | 406.638 | 428.8349 | 457.0925 | 464.3715 | 480.485 | 469.9256 | 501.8113 | 486.407 | 510.4411 | 551.2639 | 532.3471 | 555.8398 | 560.8767 | 579.8511 | 605.9329 | 611.5481 | 623.7241 | 646.2239 | 657.8857 | 671.4817 | 695.9591 | 658.0568 | 729.1635 | 698.381 | 763.0269 | 761.0286 | 794.0998 | 782.1715 | 0 | 0 | 0 | 0 | 0 | 0 | 0 | 0 | 0
UG-1PH | 1.928% | 2.016% | DM-G6 | Brattleboro | 204897 | 204897: L911-P16 to End Hague Rd | 555716 | 556008 | 1PH | UG | 1 | Zone 3 | 63 | 575258 |  |  |  |  | 798498.9826 |  | 660972.0056 | 137526.977 | 1679.1595 | 1975.8049 | 8960.0233 | 9003.5022 | 196530.8867 | 0 | 0 | 4092.5195 | 1634.4136 | 1683.8012 | 1731.8554 | 30983.719 |  |  |  | 62237.4172 | 60713.9062 | 58982.0315 | 57324.3335 | 55735.2594 | 54209.684 | 52742.8375 | 51330.3065 | 49948.1011 | 48570.2381 | 47192.375 | 45814.512 | 44436.649 | 43058.7859 | 41680.9229 | 40303.0599 | 38925.1968 | 37547.3338 | 36169.4708 | 34791.6077 | 33572.5623 | 32671.0808 | 31928.4169 | 31185.753 | 30443.0891 | 29700.4253 | 28957.7614 | 28215.0975 | 27472.4336 | 26729.7697 | 25987.1058 | 25244.4419 | 24501.778 | 23759.1142 | 23016.4503 | 22273.7864 | 21531.1225 | 20788.4586 | 20045.7947 | 19303.1308 | 18560.4669 | 17817.803 | 17075.1392 | 16332.4753 | 15589.8114 | 14847.1475 | 14104.4836 | 13361.8197 | 12619.1558 | 11876.4919 | [16 empty] | 9290.4167 | 9290.4167 | 9290.4167 | 9290.4167 | 9290.4167 | 9290.4167 | 9290.4167 | 9290.4167 | 9290.4167 | 9290.4167 | 9290.4167 | 9290.4167 | 9290.4167 | 9290.4167 | 9290.4167 | 9290.4167 | 9290.4167 | 9290.4167 | 9290.4167 | 9290.4167 | 9290.4167 | 9290.4167 | 9290.4167 | 9290.4167 | 9290.4167 | 9290.4167 | 9290.4167 | 9290.4167 | 9290.4167 | 9290.4167 | 9290.4167 | 9290.4167 | 9290.4167 | 9290.4167 | 9290.4167 | 9290.4167 | 9290.4167 | 9290.4167 | 9290.4167 | 9290.4167 | 9290.4167 | 9290.4167 | 9290.4167 | 9290.4167 | 9290.4167 | 9290.4167 | 9290.4167 | 9290.4167 | 9290.4167 | 9290.4167 | [16 empty] | 75.1794 | 79.7194 | 77.9293 | 85.6306 | 88.1118 | 89.9795 | 87.2941 | 88.0649 | 91.3312 | 98.0766 | 95.8651 | 96.1592 | 107.4856 | 105.8373 | 103.6209 | 106.5031 | 110.9773 | 113.4261 | 118.5636 | 117.5748 | 122.5019 | 129.1744 | 130.9872 | 135.1779 | 139.3013 | 136.52 | 146.6206 | 146.4225 | 144.8184 | 148.9049 | 157.6006 | 163.1207 | 160.8374 | 159.7676 | 177.2489 | 183.1734 | 186.9202 | 185.5571 | 196.939 | 200.6438 | 191.6587 | 208.5266 | 201.9704 | 215.0758 | 211.8398 | 218.6801 | 230.5165 | 229.9765 | 247.5324 | 243.8957 | 249.8634 | 246.3046 | 253.1026 | 264.5786 | 284.4498 | 283.7228 | 0 | 0 | 0 | 0 | 0 | 0 | 0 | 0 | 0 |  | 93.6859 | 95.747 | 97.8534 | 100.0062 | 102.2063 | 104.4549 | 106.7529 | 109.1015 | 111.5017 | 113.9547 | 116.4617 | 119.0239 | 121.6424 | 124.3185 | 127.0535 | 129.8487 | 132.7054 | 135.6249 | 138.6087 | 141.6581 | 144.7745 | 147.9596 | 151.2147 | 154.5414 | 157.9413 | 161.416 | 164.9672 | 168.5965 | 172.3056 | 176.0963 | 179.9704 | 183.9298 | 187.9762 | 192.1117 | 196.3382 | 200.6576 | 205.0721 | 209.5837 | 214.1945 | 218.9068 | 223.7227 | 228.6446 | 233.6748 | 238.8156 | 244.0696 | 249.4391 | 254.9268 | 260.5352 | 266.2669 | 272.1248 | 278.1116 | 284.23 | 290.4831 | 296.8737 | 303.4049 | 310.0798 | 0 | 0 | 0 | 0 | 0 | 0 | 0 | 0 | 0 | 0 | 33.7713 | 34.5143 | 35.2736 | 36.0496 | 36.8427 | 37.6532 | 38.4816 | 39.3282 | 40.1934 | 41.0777 | 41.9814 | 42.905 | 43.8489 | 44.8136 | 45.7995 | 46.807 | 47.8368 | 48.8892 | 49.9648 | 51.064 | 52.1874 | 53.3355 | 54.5089 | 55.7081 | 56.9337 | 58.1862 | 59.4663 | 60.7746 | 62.1116 | 63.4781 | 64.8746 | 66.3018 | 67.7605 | 69.2512 | 70.7747 | 72.3318 | 73.9231 | 75.5494 | 77.2115 | 78.9101 | 80.6461 | 82.4204 | 84.2336 | 86.0868 | 87.9807 | 89.9162 | 91.8944 | 93.9161 | 95.9822 | 98.0938 | 100.2519 | 102.4574 | 104.7115 | 107.0152 | 109.3695 | 111.7756 | 0 | 0 | 0 | 0 | 0 | 0 | 0 | 0 | 0 | 0 | 134.8942 | 137.8619 | 140.8948 | 143.9945 | 147.1624 | 150.4 | 153.7088 | 157.0904 | 160.5463 | 164.0784 | 167.6881 | 171.3772 | 175.1475 | 179.0008 | 182.9388 | 186.9634 | 191.0766 | 195.2803 | 199.5765 | 203.9672 | 208.4545 | 213.0405 | 217.7273 | 222.5173 | 227.4127 | 232.4158 | 237.529 | 242.7546 | 248.0952 | 253.5533 | 259.1315 | 264.8324 | 270.6587 | 276.6132 | 282.6986 | 288.918 | 295.2742 | 301.7702 | 308.4092 | 315.1942 | 322.1285 | 329.2153 | 336.458 | 343.8601 | 351.425 | 359.1564 | 367.0578 | 375.1331 | 383.386 | 391.8205 | 400.4406 | 409.2502 | 418.2538 | 427.4553 | 436.8594 | 446.4703 | 0 | 0 | 0 | 0 | 0 | 0 | 0 | 0 | 0 | 0 | 70.0165 | 71.5568 | 73.1311 | 74.74 | 76.3842 | 78.0647 | 79.7821 | 81.5373 | 83.3311 | 85.1644 | 87.038 | 88.9529 | 90.9098 | 92.9099 | 94.9539 | 97.0429 | 99.1778 | 101.3597 | 103.5896 | 105.8686 | 108.1977 | 110.5781 | 113.0108 | 115.497 | 118.0379 | 120.6348 | 123.2887 | 126.0011 | 128.7731 | 131.6061 | 134.5015 | 137.4605 | 140.4846 | 143.5753 | 146.7339 | 149.9621 | 153.2613 | 156.633 | 160.0789 | 163.6007 | 167.1999 | 170.8783 | 174.6376 | 178.4796 | 182.4062 | 186.4191 | 190.5203 | 194.7118 | 198.9954 | 203.3733 | 207.8476 | 212.4202 | 217.0934 | 221.8695 | 226.7506 | 231.7391 | 0 | 0 | 0 | 0 | 0 | 0 | 0 | 0 | 0 | 0 | 6.0554 | 6.1886 | 6.3248 | 6.4639 | 6.6061 | 6.7514 | 6.9 | 7.0518 | 7.2069 | 7.3655 | 7.5275 | 7.6931 | 7.8624 | 8.0353 | 8.2121 | 8.3928 | 8.5774 | 8.7661 | 8.959 | 9.1561 | 9.3575 | 9.5634 | 9.7738 | 9.9888 | 10.2085 | 10.4331 | 10.6627 | 10.8972 | 11.137 | 11.382 | 11.6324 | 11.8883 | 12.1498 | 12.4171 | 12.6903 | 12.9695 | 13.2548 | 13.5464 | 13.8445 | 14.149 | 14.4603 | 14.7785 | 15.1036 | 15.4359 | 15.7754 | 16.1225 | 16.4772 | 16.8397 | 17.2102 | 17.5888 | 17.9757 | 18.3712 | 18.7754 | 19.1884 | 19.6106 | 20.042 | 0 | 0 | 0 | 0 | 0 | 0 | 0 | 0 | 0 | 0 | 180.1163 | 184.0788 | 188.1286 | 192.2674 | 196.4973 | 200.8202 | 205.2383 | 209.7535 | 214.3681 | 219.0842 | 223.9041 | 228.8299 | 233.8642 | 239.0092 | 244.2674 | 249.6413 | 255.1334 | 260.7463 | 266.4828 | 272.3454 | 278.337 | 284.4604 | 290.7185 | 297.1143 | 303.6508 | 310.3312 | 317.1585 | 324.1359 | 331.2669 | 338.5548 | 346.003 | 353.6151 | 361.3946 | 369.3453 | 377.4709 | 385.7752 | 394.2623 | 402.9361 | 411.8007 | 420.8603 | 430.1192 | 439.5818 | 449.2526 | 459.1362 | 469.2372 | 479.5604 | 490.1107 | 500.8932 | 511.9128 | 523.1749 | 534.6847 | 546.4478 | 558.4697 | 570.756 | 583.3126 | 596.1455 | 0 | 0 | 0 | 0 | 0 | 0 | 0 | 0 | 0 | 0 | 424.8536 | 434.2004 | 443.7528 | 453.5154 | 463.4927 | 473.6896 | 484.1107 | 494.7612 | 505.6459 | 516.7701 | 528.1391 | 539.7581 | 551.6328 | 563.7687 | 576.1716 | 588.8474 | 601.8021 | 615.0417 | 628.5726 | 642.4012 | 656.5341 | 670.9778 | 685.7393 | 700.8256 | 716.2437 | 732.0011 | 748.1051 | 764.5634 | 781.3838 | 798.5743 | 816.1429 | 834.0981 | 852.4482 | 871.2021 | 890.3685 | 909.9566 | 929.9757 | 950.4351 | 971.3447 | 992.7143 | 1014.554 | 1036.8742 | 1059.6854 | 1082.9985 | 1106.8245 | 1131.1746 | 1156.0605 | 1181.4938 | 1207.4866 | 1234.0514 | 1261.2005 | 1288.9469 | 1317.3037 | 1346.2844 | 1375.9027 | 1406.1725 | 0 | 0 | 0 | 0 | 0 | 0 | 0 | 0 | 0 | 0 | 207.2989 | 210.7142 | 207.0648 | 209.862 | 215.576 | 220.1439 | 224.5468 | 229.0378 | 233.6185 | 238.2909 | 243.0567 | 247.9178 | 252.8762 | 257.9337 | 263.0924 | 268.3542 | 273.7213 | 279.1957 | 284.7797 | 290.4752 | 296.2848 | 302.2104 | 308.2547 | 314.4198 | 320.7081 | 327.1223 | 333.6648 | 340.338 | 347.1448 | 354.0877 | 361.1695 | 369.1152 | 377.2357 | 385.5349 | 394.0167 | 402.685 | 411.5441 | 420.5981 | 429.8512 | 439.308 | 448.9727 | 458.8501 | 468.9448 | 479.2616 | 489.8054 | 500.5811 | 511.5939 | 522.849 | 534.3516 | 546.1074 | 558.1217 | 570.4004 | 582.9492 | 595.7741 | 608.8811 | 622.2765 | 0 | 0 | 0 | 0 | 0 | 0 | 0 | 0 | 0 | 0 |  | 0 | 0 | 0 | 0 | 0 | 0 | 0 | 0 | 0 | 0 | 0 | 0 | 0 | 0 | 0 | 0 | 0 | 0 | 0 | 0 | 0 | 0 | 0 | 0 | 0 | 0 | 0 | 0 | 0 | 0 | 0 | 0 | 0 | 0 | 0 | 0 | 0 | 0 | 0 | 0 | 0 | 0 | 0 | 0 | 0 | 0 | 0 | 0 | 0 | 0 | 0 | 0 | 0 | 0 | 0 | 0 | 0 | 0 | 0 | 0 | 0 | 0 | 0 | 0 | 0 | 0 |  | 0 | 0 | 0 | 0 | 0 | 0 | 0 | 0 | 0 | 0 | 0 | 0 | 0 | 0 | 0 | 0 | 0 | 0 | 0 | 0 | 0 | 0 | 0 | 0 | 0 | 0 | 0 | 0 | 0 | 0 | 0 | 0 | 0 | 0 | 0 | 0 | 0 | 0 | 0 | 0 | 0 | 0 | 0 | 0 | 0 | 0 | 0 | 0 | 0 | 0 | 0 | 0 | 0 | 0 | 0 | 0 | 0 | 0 | 0 | 0 | 0 | 0 | 0 | 0 | 0 | 0 | 1469.1419 | 1501.463 | 1534.4952 | 1568.2541 | 1602.7557 | 1638.0163 | 1674.0527 | 1710.8818 | 1748.5212 | 1786.9887 | 1826.3025 | 1866.4811 | 1907.5437 | 1949.5097 | 1992.3989 | 2036.2316 | 2081.0287 | 2126.8114 | 2173.6012 | 2221.4204 | 2270.2917 | 2320.2381 | 2371.2833 | 2423.4516 | 2476.7675 | 2531.2564 | 2586.944 | 2643.8568 | 2702.0217 | 2761.4661 | 2822.2184 | 2884.3072 | 2947.762 | 3012.6127 | 3078.8902 | 3146.6258 | 3215.8516 | 3286.6003 | 3358.9055 | 3432.8014 | 3508.323 | 3585.5062 | 3664.3873 | 3745.0038 | 3827.3939 | 3911.5966 | 3997.6517 | 4085.6 | 4175.4832 | 4267.3438 | 4361.2254 | 4457.1724 | 4555.2302 | 4655.4452 | 4757.865 | 4862.5381 | 0 | 0 | 0 | 0 | 0 | 0 | 0 | 0 | 0 | 0 |  | 78.0296 | 80.5855 | 85.999 | 87.0332 | 84.363 | 86.6881 | 91.2006 | 93.0564 | 94.9138 | 99.7922 | 103.5096 | 103.3972 | 107.9462 | 104.4712 | 112.9645 | 112.1189 | 119.5085 | 116.6772 | 117.0837 | 125.7883 | 128.156 | 132.8572 | 139.4706 | 134.9996 | 138.4184 | 147.0365 | 144.3614 | 147.7701 | 153.2402 | 162.4245 | 159.0391 | 159.3877 | 167.2225 | 177.5289 | 177.2639 | 188.6184 | 192.4794 | 196.7252 | 190.957 | 208.0467 | 199.4455 | 219.2442 | 208.6465 | 227.3296 | 224.2478 | 227.3457 | 237.141 | 233.0386 | 245.0099 | 243.3758 | 249.5277 | 255.4019 | 261.0286 | 271.0126 | 281.7773 | 287.0537 | 0 | 0 | 0 | 0 | 0 | 0 | 0 | 0 | 0 |  | 78.3656 | 77.0016 | 81.0891 | 85.8794 | 86.2519 | 83.089 | 92.9064 | 89.2381 | 97.35 | 99.5841 | 98.9326 | 104.3055 | 104.275 | 106.4362 | 109.0958 | 112.6131 | 109.0151 | 114.7052 | 119.4339 | 125.4419 | 123.8907 | 131.3384 | 135.7742 | 139.173 | 133.9825 | 142.2039 | 146.339 | 148.8765 | 152.0213 | 150.0342 | 147.6936 | 153.3118 | 160.0417 | 169.7588 | 165.3282 | 175.1278 | 174.1365 | 170.7429 | 186.5455 | 183.4351 | 197.1954 | 194.0168 | 196.6034 | 198.4634 | 205.9797 | 209.4448 | 221.2848 | 216.9958 | 222.0687 | 232.3328 | 230.1562 | 244.0831 | 247.5822 | 261.9615 | 271.3408 | 262.6277 | 0 | 0 | 0 | 0 | 0 | 0 | 0 | 0 | 0 |  | 74.7446 | 81.2945 | 79.8171 | 79.2392 | 83.2156 | 85.1198 | 83.8195 | 87.4273 | 93.5488 | 91.9994 | 93.4561 | 97.9919 | 99.812 | 104.5358 | 109.1681 | 112.5078 | 107.2809 | 115.808 | 115.9236 | 115.4344 | 121.8324 | 127.101 | 126.6444 | 128.4187 | 131.6478 | 135.9832 | 132.9222 | 141.2797 | 135.546 | 142.945 | 152.3642 | 154.7905 | 160.1617 | 156.6419 | 167.2704 | 162.1357 | 170.147 | 183.7546 | 177.449 | 185.2799 | 186.9589 | 193.2837 | 201.9776 | 203.8494 | 207.908 | 215.408 | 219.2952 | 223.8272 | 231.9864 | 219.3523 | 243.0545 | 232.7937 | 254.3423 | 253.6762 | 264.6999 | 260.7238 | 0 | 0 | 0 | 0 | 0 | 0 | 0 | 0 | 0
UG-1PH | 6.024% | 6.25% | CS-G34 | Royalton | 204898 | 204898: L61 P1 - P47 Russell Rd W | 616282 | 0 | 1PH | UG | 3.1 | Zone 3 | 106 | 1797640 |  |  |  |  | 2495252.0628 |  | 2065490.1212 | 429761.9416 | 5205.3944 | 2290.477 | 27776.0724 | 12193.1612 | 459159.1372 | 0 | 0 | 12686.8105 | 5066.6822 | 5219.7838 | 5368.7516 | 96049.529 |  |  |  | 194487.466 | 189726.6031 | 184314.6192 | 179134.4316 | 174168.6892 | 169401.3752 | 164817.5852 | 160403.5272 | 156084.2344 | 151778.5112 | 147472.788 | 143167.0648 | 138861.3416 | 134555.6185 | 130249.8953 | 125944.1721 | 121638.4489 | 117332.7257 | 113027.0026 | 108721.2794 | 104911.8497 | 102094.7848 | 99774.0134 | 97453.242 | 95132.4706 | 92811.6992 | 90490.9278 | 88170.1564 | 85849.385 | 83528.6136 | 81207.8422 | 78887.0708 | 76566.2994 | 74245.528 | 71924.7566 | 69603.9852 | 67283.2138 | 64962.4425 | 62641.6711 | 60320.8997 | 58000.1283 | 55679.3569 | 53358.5855 | 51037.8141 | 48717.0427 | 46396.2713 | 44075.4999 | 41754.7285 | 39433.9571 | 37113.1857 | [16 empty] | 29031.886 | 29031.886 | 29031.886 | 29031.886 | 29031.886 | 29031.886 | 29031.886 | 29031.886 | 29031.886 | 29031.886 | 29031.886 | 29031.886 | 29031.886 | 29031.886 | 29031.886 | 29031.886 | 29031.886 | 29031.886 | 29031.886 | 29031.886 | 29031.886 | 29031.886 | 29031.886 | 29031.886 | 29031.886 | 29031.886 | 29031.886 | 29031.886 | 29031.886 | 29031.886 | 29031.886 | 29031.886 | 29031.886 | 29031.886 | 29031.886 | 29031.886 | 29031.886 | 29031.886 | 29031.886 | 29031.886 | 29031.886 | 29031.886 | 29031.886 | 29031.886 | 29031.886 | 29031.886 | 29031.886 | 29031.886 | 29031.886 | 29031.886 | [16 empty] | 233.0561 | 247.13 | 241.5807 | 265.4549 | 273.1465 | 278.9366 | 270.6118 | 273.0011 | 283.1268 | 304.0374 | 297.1817 | 298.0936 | 333.2053 | 328.0955 | 321.2247 | 330.1596 | 344.0297 | 351.621 | 367.5472 | 364.4817 | 379.756 | 400.4407 | 406.0604 | 419.0515 | 431.834 | 423.2119 | 454.5238 | 453.9096 | 448.9371 | 461.6051 | 488.562 | 505.6742 | 498.5959 | 495.2797 | 549.4714 | 567.8376 | 579.4526 | 575.2272 | 610.5108 | 621.9957 | 594.1419 | 646.4326 | 626.1084 | 666.7349 | 656.7033 | 677.9082 | 714.601 | 712.927 | 767.3503 | 756.0768 | 774.5767 | 763.5444 | 784.6181 | 820.1938 | 881.7943 | 879.5408 | 0 | 0 | 0 | 0 | 0 | 0 | 0 | 0 | 0 |  | 108.6066 | 110.9959 | 113.4378 | 115.9335 | 118.484 | 121.0906 | 123.7546 | 126.4772 | 129.2597 | 132.1035 | 135.0097 | 137.9799 | 141.0155 | 144.1178 | 147.2884 | 150.5288 | 153.8404 | 157.2249 | 160.6839 | 164.2189 | 167.8317 | 171.524 | 175.2975 | 179.1541 | 183.0955 | 187.1236 | 191.2403 | 195.4476 | 199.7474 | 204.1419 | 208.633 | 213.2229 | 217.9138 | 222.7079 | 227.6075 | 232.6149 | 237.7324 | 242.9625 | 248.3077 | 253.7705 | 259.3534 | 265.0592 | 270.8905 | 276.8501 | 282.9408 | 289.1655 | 295.5271 | 302.0287 | 308.6733 | 315.4642 | 322.4044 | 329.4973 | 336.7462 | 344.1546 | 351.726 | 359.464 | 0 | 0 | 0 | 0 | 0 | 0 | 0 | 0 | 0 | 0 | 104.691 | 106.9942 | 109.3481 | 111.7538 | 114.2124 | 116.725 | 119.293 | 121.9174 | 124.5996 | 127.3408 | 130.1423 | 133.0054 | 135.9315 | 138.922 | 141.9783 | 145.1018 | 148.2941 | 151.5566 | 154.8908 | 158.2984 | 161.781 | 165.3401 | 168.9776 | 172.6951 | 176.4944 | 180.3773 | 184.3456 | 188.4012 | 192.546 | 196.782 | 201.1112 | 205.5357 | 210.0575 | 214.6787 | 219.4017 | 224.2285 | 229.1615 | 234.2031 | 239.3556 | 244.6214 | 250.0031 | 255.5031 | 261.1242 | 266.8689 | 272.74 | 278.7403 | 284.8726 | 291.1398 | 297.5449 | 304.0909 | 310.7809 | 317.618 | 324.6056 | 331.747 | 339.0454 | 346.5044 | 0 | 0 | 0 | 0 | 0 | 0 | 0 | 0 | 0 | 0 | 418.172 | 427.3718 | 436.774 | 446.383 | 456.2034 | 466.2399 | 476.4972 | 486.9801 | 497.6937 | 508.6429 | 519.8331 | 531.2694 | 542.9573 | 554.9024 | 567.1103 | 579.5867 | 592.3376 | 605.369 | 618.6871 | 632.2983 | 646.2088 | 660.4254 | 674.9548 | 689.8038 | 704.9795 | 720.489 | 736.3398 | 752.5392 | 769.0951 | 786.0152 | 803.3075 | 820.9803 | 839.0419 | 857.5008 | 876.3658 | 895.6458 | 915.35 | 935.4877 | 956.0685 | 977.102 | 998.5982 | 1020.5674 | 1043.0199 | 1065.9663 | 1089.4176 | 1113.3848 | 1137.8792 | 1162.9126 | 1188.4966 | 1214.6436 | 1241.3657 | 1268.6758 | 1296.5866 | 1325.1115 | 1354.264 | 1384.0578 | 0 | 0 | 0 | 0 | 0 | 0 | 0 | 0 | 0 | 0 | 217.051 | 221.8261 | 226.7063 | 231.6938 | 236.7911 | 242.0005 | 247.3245 | 252.7657 | 258.3265 | 264.0097 | 269.8179 | 275.7539 | 281.8205 | 288.0205 | 294.357 | 300.8328 | 307.4512 | 314.2151 | 321.1278 | 328.1926 | 335.4129 | 342.792 | 350.3334 | 358.0407 | 365.9176 | 373.9678 | 382.1951 | 390.6034 | 399.1967 | 407.979 | 416.9545 | 426.1275 | 435.5023 | 445.0834 | 454.8752 | 464.8825 | 475.1099 | 485.5623 | 496.2447 | 507.1621 | 518.3196 | 529.7227 | 541.3766 | 553.2868 | 565.4591 | 577.8992 | 590.613 | 603.6065 | 616.8859 | 630.4573 | 644.3274 | 658.5026 | 672.9897 | 687.7954 | 702.9269 | 718.3913 | 0 | 0 | 0 | 0 | 0 | 0 | 0 | 0 | 0 | 0 | 18.7717 | 19.1847 | 19.6068 | 20.0381 | 20.4789 | 20.9295 | 21.3899 | 21.8605 | 22.3414 | 22.8329 | 23.3353 | 23.8486 | 24.3733 | 24.9095 | 25.4575 | 26.0176 | 26.59 | 27.175 | 27.7728 | 28.3838 | 29.0083 | 29.6464 | 30.2987 | 30.9652 | 31.6465 | 32.3427 | 33.0542 | 33.7814 | 34.5246 | 35.2842 | 36.0604 | 36.8537 | 37.6645 | 38.4931 | 39.34 | 40.2055 | 41.09 | 41.994 | 42.9178 | 43.862 | 44.827 | 45.8132 | 46.8211 | 47.8512 | 48.9039 | 49.9798 | 51.0793 | 52.2031 | 53.3515 | 54.5253 | 55.7248 | 56.9508 | 58.2037 | 59.4842 | 60.7928 | 62.1303 | 0 | 0 | 0 | 0 | 0 | 0 | 0 | 0 | 0 | 0 | 558.3605 | 570.6444 | 583.1986 | 596.029 | 609.1416 | 622.5427 | 636.2387 | 650.2359 | 664.5411 | 679.161 | 694.1026 | 709.3728 | 724.979 | 740.9286 | 757.229 | 773.888 | 790.9136 | 808.3137 | 826.0966 | 844.2707 | 862.8446 | 881.8272 | 901.2274 | 921.0544 | 941.3176 | 962.0266 | 983.1912 | 1004.8214 | 1026.9275 | 1049.5199 | 1072.6093 | 1096.2067 | 1120.3233 | 1144.9704 | 1170.1597 | 1195.9032 | 1222.2131 | 1249.1018 | 1276.582 | 1304.6668 | 1333.3695 | 1362.7036 | 1392.6831 | 1423.3222 | 1454.6352 | 1486.6372 | 1519.3432 | 1552.7688 | 1586.9297 | 1621.8422 | 1657.5227 | 1693.9882 | 1731.2559 | 1769.3436 | 1808.2691 | 1848.051 | 0 | 0 | 0 | 0 | 0 | 0 | 0 | 0 | 0 | 0 | 1317.0463 | 1346.0213 | 1375.6338 | 1405.8977 | 1436.8274 | 1468.4377 | 1500.7433 | 1533.7596 | 1567.5023 | 1601.9874 | 1637.2311 | 1673.2502 | 1710.0617 | 1747.6831 | 1786.1321 | 1825.427 | 1865.5864 | 1906.6293 | 1948.5751 | 1991.4438 | 2035.2556 | 2080.0312 | 2125.7919 | 2172.5593 | 2220.3556 | 2269.2034 | 2319.1259 | 2370.1467 | 2422.2899 | 2475.5803 | 2530.043 | 2585.704 | 2642.5895 | 2700.7264 | 2760.1424 | 2820.8655 | 2882.9246 | 2946.3489 | 3011.1686 | 3077.4143 | 3145.1174 | 3214.31 | 3285.0248 | 3357.2954 | 3431.1559 | 3506.6413 | 3583.7874 | 3662.6307 | 3743.2086 | 3825.5592 | 3909.7215 | 3995.7354 | 4083.6416 | 4173.4817 | 4265.2983 | 4359.1348 | 0 | 0 | 0 | 0 | 0 | 0 | 0 | 0 | 0 | 0 | 642.6267 | 653.214 | 641.9009 | 650.5722 | 668.2857 | 682.4462 | 696.0951 | 710.017 | 724.2174 | 738.7017 | 753.4757 | 768.5453 | 783.9162 | 799.5945 | 815.5864 | 831.8981 | 848.5361 | 865.5068 | 882.8169 | 900.4733 | 918.4827 | 936.8524 | 955.5894 | 974.7012 | 994.1953 | 1014.0792 | 1034.3607 | 1055.048 | 1076.1489 | 1097.6719 | 1119.6253 | 1144.2571 | 1169.4307 | 1195.1582 | 1221.4517 | 1248.3236 | 1275.7868 | 1303.8541 | 1332.5389 | 1361.8547 | 1391.8155 | 1422.4355 | 1453.729 | 1485.7111 | 1518.3967 | 1551.8014 | 1585.9411 | 1620.8318 | 1656.4901 | 1692.9329 | 1730.1774 | 1768.2413 | 1807.1426 | 1846.8997 | 1887.5315 | 1929.0572 | 0 | 0 | 0 | 0 | 0 | 0 | 0 | 0 | 0 | 0 |  | 0 | 0 | 0 | 0 | 0 | 0 | 0 | 0 | 0 | 0 | 0 | 0 | 0 | 0 | 0 | 0 | 0 | 0 | 0 | 0 | 0 | 0 | 0 | 0 | 0 | 0 | 0 | 0 | 0 | 0 | 0 | 0 | 0 | 0 | 0 | 0 | 0 | 0 | 0 | 0 | 0 | 0 | 0 | 0 | 0 | 0 | 0 | 0 | 0 | 0 | 0 | 0 | 0 | 0 | 0 | 0 | 0 | 0 | 0 | 0 | 0 | 0 | 0 | 0 | 0 | 0 |  | 0 | 0 | 0 | 0 | 0 | 0 | 0 | 0 | 0 | 0 | 0 | 0 | 0 | 0 | 0 | 0 | 0 | 0 | 0 | 0 | 0 | 0 | 0 | 0 | 0 | 0 | 0 | 0 | 0 | 0 | 0 | 0 | 0 | 0 | 0 | 0 | 0 | 0 | 0 | 0 | 0 | 0 | 0 | 0 | 0 | 0 | 0 | 0 | 0 | 0 | 0 | 0 | 0 | 0 | 0 | 0 | 0 | 0 | 0 | 0 | 0 | 0 | 0 | 0 | 0 | 0 | 4554.3399 | 4654.5354 | 4756.9351 | 4861.5877 | 4968.5426 | 5077.8506 | 5189.5633 | 5303.7337 | 5420.4158 | 5539.665 | 5661.5376 | 5786.0914 | 5913.3854 | 6043.4799 | 6176.4365 | 6312.3181 | 6451.1891 | 6593.1152 | 6738.1638 | 6886.4034 | 7037.9042 | 7192.7381 | 7350.9784 | 7512.6999 | 7677.9793 | 7846.8948 | 8019.5265 | 8195.9561 | 8376.2672 | 8560.545 | 8748.877 | 8941.3523 | 9138.0621 | 9339.0994 | 9544.5596 | 9754.5399 | 9969.1398 | 10188.4609 | 10412.607 | 10641.6844 | 10875.8014 | 11115.0691 | 11359.6006 | 11609.5118 | 11864.9211 | 12125.9493 | 12392.7202 | 12665.3601 | 12943.998 | 13228.7659 | 13519.7988 | 13817.2344 | 14121.2135 | 14431.8802 | 14749.3816 | 15073.868 | 0 | 0 | 0 | 0 | 0 | 0 | 0 | 0 | 0 | 0 |  | 241.8917 | 249.8151 | 266.597 | 269.803 | 261.5254 | 268.733 | 282.7219 | 288.4749 | 294.2327 | 309.356 | 320.8798 | 320.5313 | 334.6333 | 323.8608 | 350.1899 | 347.5685 | 370.4764 | 361.6995 | 362.9596 | 389.9437 | 397.2835 | 411.8573 | 432.3588 | 418.4989 | 429.097 | 455.8131 | 447.5203 | 458.0872 | 475.0447 | 503.516 | 493.0214 | 494.1017 | 518.3897 | 550.3395 | 549.5182 | 584.717 | 596.6862 | 609.8482 | 591.9667 | 644.9447 | 618.2811 | 679.6569 | 646.804 | 704.7218 | 695.1681 | 704.7717 | 735.1371 | 722.4195 | 759.5308 | 754.4648 | 773.5358 | 791.746 | 809.1887 | 840.1391 | 873.5097 | 889.8665 | 0 | 0 | 0 | 0 | 0 | 0 | 0 | 0 | 0 |  | 242.9335 | 238.7048 | 251.3761 | 266.226 | 267.381 | 257.5758 | 288.0097 | 276.6381 | 301.785 | 308.7108 | 306.6912 | 323.3472 | 323.2525 | 329.9521 | 338.1968 | 349.1007 | 337.9467 | 355.5861 | 370.245 | 388.8699 | 384.0611 | 407.1489 | 420.9002 | 431.4364 | 415.3459 | 440.8322 | 453.6508 | 461.5173 | 471.2661 | 465.1059 | 457.8503 | 475.2667 | 496.1292 | 526.2522 | 512.5174 | 542.8963 | 539.8232 | 529.303 | 578.2911 | 568.6488 | 611.3058 | 601.4522 | 609.4706 | 615.2365 | 638.537 | 649.279 | 685.983 | 672.687 | 688.4128 | 720.2318 | 713.4841 | 756.6575 | 767.5049 | 812.0806 | 841.1564 | 814.1458 | 0 | 0 | 0 | 0 | 0 | 0 | 0 | 0 | 0 |  | 231.7084 | 252.013 | 247.433 | 245.6416 | 257.9684 | 263.8715 | 259.8403 | 271.0246 | 290.0014 | 285.1983 | 289.714 | 303.775 | 309.4171 | 324.0609 | 338.421 | 348.7742 | 332.5707 | 359.0049 | 359.3632 | 357.8466 | 377.6803 | 394.013 | 392.5977 | 398.0981 | 408.108 | 421.5478 | 412.0588 | 437.967 | 420.1926 | 443.1294 | 472.3289 | 479.8506 | 496.5011 | 485.5898 | 518.5384 | 502.6205 | 527.4558 | 569.6394 | 550.092 | 574.3678 | 579.5726 | 599.1795 | 626.1307 | 631.933 | 644.5149 | 667.7647 | 679.8152 | 693.8644 | 719.1577 | 679.992 | 753.4689 | 721.6603 | 788.4611 | 786.3963 | 820.5698 | 808.2439 | 0 | 0 | 0 | 0 | 0 | 0 | 0 | 0 | 0
UG-1PH | 4.832% | 3.024% | BV-G43 | Springfield | 204899 | 204899: L43 Brook Rd | 650740 | 0 | 1PH | UG | 1.5 | Zone 3 | 91 | 1441983 |  |  |  |  | 2001574.8733 |  | 1656839.8797 | 344734.9936 | 2518.7392 | 2234.1554 | 13440.035 | 10381.3303 | 279184.816 | 0 | 0 | 6138.7793 | 2451.6204 | 2525.7018 | 2597.783 | 46475.5786 |  |  |  | 156008.778 | 152189.8358 | 147848.5945 | 143693.2896 | 139710.0025 | 135885.8855 | 132208.9829 | 128668.2313 | 125203.496 | 121749.6456 | 118295.7952 | 114841.9448 | 111388.0944 | 107934.244 | 104480.3936 | 101026.5432 | 97572.6928 | 94118.8424 | 90664.992 | 87211.1416 | 84155.3948 | 81895.6766 | 80034.062 | 78172.4474 | 76310.8327 | 74449.2181 | 72587.6035 | 70725.9889 | 68864.3743 | 67002.7596 | 65141.145 | 63279.5304 | 61417.9158 | 59556.3012 | 57694.6866 | 55833.0719 | 53971.4573 | 52109.8427 | 50248.2281 | 48386.6135 | 46524.9989 | 44663.3842 | 42801.7696 | 40940.155 | 39078.5404 | 37216.9258 | 35355.3112 | 33493.6965 | 31632.0819 | 29770.4673 | [16 empty] | 23288.0255 | 23288.0255 | 23288.0255 | 23288.0255 | 23288.0255 | 23288.0255 | 23288.0255 | 23288.0255 | 23288.0255 | 23288.0255 | 23288.0255 | 23288.0255 | 23288.0255 | 23288.0255 | 23288.0255 | 23288.0255 | 23288.0255 | 23288.0255 | 23288.0255 | 23288.0255 | 23288.0255 | 23288.0255 | 23288.0255 | 23288.0255 | 23288.0255 | 23288.0255 | 23288.0255 | 23288.0255 | 23288.0255 | 23288.0255 | 23288.0255 | 23288.0255 | 23288.0255 | 23288.0255 | 23288.0255 | 23288.0255 | 23288.0255 | 23288.0255 | 23288.0255 | 23288.0255 | 23288.0255 | 23288.0255 | 23288.0255 | 23288.0255 | 23288.0255 | 23288.0255 | 23288.0255 | 23288.0255 | 23288.0255 | 23288.0255 | [16 empty] | 112.7691 | 119.579 | 116.8939 | 128.4459 | 132.1676 | 134.9693 | 130.9412 | 132.0973 | 136.9969 | 147.1149 | 143.7976 | 144.2388 | 161.2284 | 158.7559 | 155.4313 | 159.7547 | 166.466 | 170.1392 | 177.8454 | 176.3621 | 183.7529 | 193.7616 | 196.4809 | 202.7668 | 208.952 | 204.7799 | 219.9309 | 219.6337 | 217.2276 | 223.3573 | 236.401 | 244.6811 | 241.2561 | 239.6514 | 265.8733 | 274.7601 | 280.3803 | 278.3357 | 295.4085 | 300.9657 | 287.488 | 312.79 | 302.9557 | 322.6137 | 317.7597 | 328.0201 | 345.7747 | 344.9647 | 371.2985 | 365.8436 | 374.7952 | 369.457 | 379.6539 | 396.868 | 426.6747 | 425.5842 | 0 | 0 | 0 | 0 | 0 | 0 | 0 | 0 | 0 |  | 105.936 | 108.2666 | 110.6485 | 113.0827 | 115.5705 | 118.1131 | 120.7116 | 123.3672 | 126.0813 | 128.8551 | 131.6899 | 134.5871 | 137.548 | 140.5741 | 143.6667 | 146.8274 | 150.0576 | 153.3588 | 156.7327 | 160.1809 | 163.7048 | 167.3063 | 170.9871 | 174.7488 | 178.5933 | 182.5223 | 186.5378 | 190.6416 | 194.8358 | 199.1221 | 203.5028 | 207.9799 | 212.5555 | 217.2317 | 222.0108 | 226.895 | 231.8867 | 236.9882 | 242.2019 | 247.5304 | 252.9761 | 258.5415 | 264.2294 | 270.0425 | 275.9834 | 282.0551 | 288.2603 | 294.602 | 301.0832 | 307.7071 | 314.4766 | 321.3951 | 328.4658 | 335.6921 | 343.0773 | 350.625 | 0 | 0 | 0 | 0 | 0 | 0 | 0 | 0 | 0 | 0 | 50.657 | 51.7714 | 52.9104 | 54.0744 | 55.264 | 56.4798 | 57.7224 | 58.9923 | 60.2901 | 61.6165 | 62.9721 | 64.3575 | 65.7733 | 67.2203 | 68.6992 | 70.2106 | 71.7552 | 73.3338 | 74.9472 | 76.596 | 78.2811 | 80.0033 | 81.7634 | 83.5622 | 85.4005 | 87.2793 | 89.1995 | 91.1619 | 93.1674 | 95.2171 | 97.3119 | 99.4528 | 101.6407 | 103.8768 | 106.1621 | 108.4977 | 110.8846 | 113.3241 | 115.8172 | 118.3652 | 120.9692 | 123.6305 | 126.3504 | 129.1301 | 131.971 | 134.8743 | 137.8416 | 140.8741 | 143.9733 | 147.1407 | 150.3778 | 153.6862 | 157.0672 | 160.5227 | 164.0542 | 167.6634 | 0 | 0 | 0 | 0 | 0 | 0 | 0 | 0 | 0 | 0 | 202.3413 | 206.7928 | 211.3422 | 215.9918 | 220.7436 | 225.6 | 230.5632 | 235.6355 | 240.8195 | 246.1176 | 251.5321 | 257.0658 | 262.7213 | 268.5012 | 274.4082 | 280.4452 | 286.615 | 292.9205 | 299.3647 | 305.9508 | 312.6817 | 319.5607 | 326.591 | 333.776 | 341.1191 | 348.6237 | 356.2934 | 364.1319 | 372.1428 | 380.3299 | 388.6972 | 397.2485 | 405.988 | 414.9197 | 424.048 | 433.377 | 442.9113 | 452.6554 | 462.6138 | 472.7913 | 483.1927 | 493.8229 | 504.687 | 515.7902 | 527.1375 | 538.7346 | 550.5867 | 562.6996 | 575.079 | 587.7308 | 600.6608 | 613.8754 | 627.3806 | 641.183 | 655.289 | 669.7054 | 0 | 0 | 0 | 0 | 0 | 0 | 0 | 0 | 0 | 0 | 105.0247 | 107.3352 | 109.6966 | 112.1099 | 114.5763 | 117.097 | 119.6732 | 122.306 | 124.9967 | 127.7466 | 130.5571 | 133.4293 | 136.3648 | 139.3648 | 142.4308 | 145.5643 | 148.7667 | 152.0396 | 155.3844 | 158.8029 | 162.2966 | 165.8671 | 169.5162 | 173.2455 | 177.0569 | 180.9522 | 184.9331 | 189.0016 | 193.1597 | 197.4092 | 201.7522 | 206.1907 | 210.7269 | 215.3629 | 220.1009 | 224.9431 | 229.8919 | 234.9495 | 240.1184 | 245.401 | 250.7998 | 256.3174 | 261.9564 | 267.7194 | 273.6093 | 279.6287 | 285.7805 | 292.0677 | 298.4932 | 305.06 | 311.7713 | 318.6303 | 325.6402 | 332.8042 | 340.1259 | 347.6087 | 0 | 0 | 0 | 0 | 0 | 0 | 0 | 0 | 0 | 0 | 9.0831 | 9.2829 | 9.4871 | 9.6959 | 9.9092 | 10.1272 | 10.35 | 10.5777 | 10.8104 | 11.0482 | 11.2913 | 11.5397 | 11.7935 | 12.053 | 12.3182 | 12.5892 | 12.8661 | 13.1492 | 13.4385 | 13.7341 | 14.0363 | 14.3451 | 14.6606 | 14.9832 | 15.3128 | 15.6497 | 15.994 | 16.3459 | 16.7055 | 17.073 | 17.4486 | 17.8325 | 18.2248 | 18.6257 | 19.0355 | 19.4543 | 19.8823 | 20.3197 | 20.7667 | 21.2236 | 21.6905 | 22.1677 | 22.6554 | 23.1538 | 23.6632 | 24.1838 | 24.7158 | 25.2595 | 25.8153 | 26.3832 | 26.9636 | 27.5568 | 28.1631 | 28.7827 | 29.4159 | 30.063 | 0 | 0 | 0 | 0 | 0 | 0 | 0 | 0 | 0 | 0 | 270.1744 | 276.1183 | 282.1929 | 288.4011 | 294.7459 | 301.2304 | 307.8574 | 314.6303 | 321.5522 | 328.6263 | 335.8561 | 343.2449 | 350.7963 | 358.5138 | 366.4011 | 374.4619 | 382.7001 | 391.1195 | 399.7241 | 408.5181 | 417.5055 | 426.6906 | 436.0778 | 445.6715 | 455.4763 | 465.4967 | 475.7377 | 486.2039 | 496.9004 | 507.8322 | 519.0045 | 530.4226 | 542.0919 | 554.0179 | 566.2063 | 578.6629 | 591.3934 | 604.4041 | 617.701 | 631.2904 | 645.1788 | 659.3727 | 673.8789 | 688.7043 | 703.8558 | 719.3406 | 735.1661 | 751.3397 | 767.8692 | 784.7623 | 802.0271 | 819.6717 | 837.7045 | 856.134 | 874.9689 | 894.2182 | 0 | 0 | 0 | 0 | 0 | 0 | 0 | 0 | 0 | 0 | 637.2805 | 651.3006 | 665.6292 | 680.2731 | 695.2391 | 710.5343 | 726.1661 | 742.1418 | 758.4689 | 775.1552 | 792.2086 | 809.6372 | 827.4492 | 845.6531 | 864.2575 | 883.2711 | 902.7031 | 922.5626 | 942.8589 | 963.6018 | 984.8011 | 1006.4667 | 1028.609 | 1051.2384 | 1074.3656 | 1098.0017 | 1122.1577 | 1146.8452 | 1172.0758 | 1197.8614 | 1224.2144 | 1251.1471 | 1278.6723 | 1306.8031 | 1335.5528 | 1364.9349 | 1394.9635 | 1425.6527 | 1457.0171 | 1489.0714 | 1521.831 | 1555.3113 | 1589.5281 | 1624.4978 | 1660.2367 | 1696.7619 | 1734.0907 | 1772.2407 | 1811.23 | 1851.077 | 1891.8007 | 1933.4203 | 1975.9556 | 2019.4266 | 2063.854 | 2109.2588 | 0 | 0 | 0 | 0 | 0 | 0 | 0 | 0 | 0 | 0 | 310.9484 | 316.0713 | 310.5972 | 314.793 | 323.364 | 330.2159 | 336.8202 | 343.5566 | 350.4278 | 357.4363 | 364.585 | 371.8767 | 379.3143 | 386.9006 | 394.6386 | 402.5313 | 410.582 | 418.7936 | 427.1695 | 435.7129 | 444.4271 | 453.3157 | 462.382 | 471.6296 | 481.0622 | 490.6835 | 500.4971 | 510.5071 | 520.7172 | 531.1316 | 541.7542 | 553.6728 | 565.8536 | 578.3024 | 591.025 | 604.0276 | 617.3162 | 630.8971 | 644.7769 | 658.962 | 673.4591 | 688.2752 | 703.4173 | 718.8925 | 734.7081 | 750.8717 | 767.3908 | 784.2734 | 801.5275 | 819.1611 | 837.1826 | 855.6006 | 874.4238 | 893.6612 | 913.3217 | 933.4148 | 0 | 0 | 0 | 0 | 0 | 0 | 0 | 0 | 0 | 0 |  | 0 | 0 | 0 | 0 | 0 | 0 | 0 | 0 | 0 | 0 | 0 | 0 | 0 | 0 | 0 | 0 | 0 | 0 | 0 | 0 | 0 | 0 | 0 | 0 | 0 | 0 | 0 | 0 | 0 | 0 | 0 | 0 | 0 | 0 | 0 | 0 | 0 | 0 | 0 | 0 | 0 | 0 | 0 | 0 | 0 | 0 | 0 | 0 | 0 | 0 | 0 | 0 | 0 | 0 | 0 | 0 | 0 | 0 | 0 | 0 | 0 | 0 | 0 | 0 | 0 | 0 |  | 0 | 0 | 0 | 0 | 0 | 0 | 0 | 0 | 0 | 0 | 0 | 0 | 0 | 0 | 0 | 0 | 0 | 0 | 0 | 0 | 0 | 0 | 0 | 0 | 0 | 0 | 0 | 0 | 0 | 0 | 0 | 0 | 0 | 0 | 0 | 0 | 0 | 0 | 0 | 0 | 0 | 0 | 0 | 0 | 0 | 0 | 0 | 0 | 0 | 0 | 0 | 0 | 0 | 0 | 0 | 0 | 0 | 0 | 0 | 0 | 0 | 0 | 0 | 0 | 0 | 0 | 2203.7128 | 2252.1945 | 2301.7428 | 2352.3811 | 2404.1335 | 2457.0245 | 2511.079 | 2566.3227 | 2622.7819 | 2680.4831 | 2739.4537 | 2799.7217 | 2861.3155 | 2924.2645 | 2988.5983 | 3054.3475 | 3121.5431 | 3190.2171 | 3260.4018 | 3332.1307 | 3405.4375 | 3480.3572 | 3556.925 | 3635.1774 | 3715.1513 | 3796.8846 | 3880.4161 | 3965.7852 | 4053.0325 | 4142.1992 | 4233.3276 | 4326.4608 | 4421.6429 | 4518.9191 | 4618.3353 | 4719.9387 | 4823.7773 | 4929.9004 | 5038.3582 | 5149.2021 | 5262.4846 | 5378.2592 | 5496.5809 | 5617.5057 | 5741.0908 | 5867.3948 | 5996.4775 | 6128.4 | 6263.2248 | 6401.0158 | 6541.8381 | 6685.7586 | 6832.8452 | 6983.1678 | 7136.7975 | 7293.8071 | 0 | 0 | 0 | 0 | 0 | 0 | 0 | 0 | 0 | 0 |  | 117.0444 | 120.8783 | 128.9986 | 130.5498 | 126.5445 | 130.0321 | 136.8009 | 139.5847 | 142.3707 | 149.6884 | 155.2644 | 155.0958 | 161.9193 | 156.7069 | 169.4467 | 168.1783 | 179.2628 | 175.0159 | 175.6256 | 188.6824 | 192.234 | 199.2858 | 209.2059 | 202.4995 | 207.6276 | 220.5547 | 216.5421 | 221.6551 | 229.8603 | 243.6368 | 238.5587 | 239.0815 | 250.8337 | 266.2933 | 265.8959 | 282.9276 | 288.7191 | 295.0879 | 286.4355 | 312.07 | 299.1683 | 328.8662 | 312.9697 | 340.9944 | 336.3717 | 341.0185 | 355.7115 | 349.5578 | 367.5149 | 365.0636 | 374.2915 | 383.1029 | 391.5429 | 406.5189 | 422.666 | 430.5806 | 0 | 0 | 0 | 0 | 0 | 0 | 0 | 0 | 0 |  | 117.5485 | 115.5023 | 121.6336 | 128.819 | 129.3779 | 124.6335 | 139.3595 | 133.8572 | 146.025 | 149.3762 | 148.399 | 156.4583 | 156.4125 | 159.6542 | 163.6436 | 168.9197 | 163.5226 | 172.0578 | 179.1508 | 188.1629 | 185.836 | 197.0075 | 203.6614 | 208.7595 | 200.9738 | 213.3059 | 219.5085 | 223.3148 | 228.032 | 225.0512 | 221.5405 | 229.9678 | 240.0625 | 254.6381 | 247.9923 | 262.6918 | 261.2048 | 256.1143 | 279.8183 | 275.1527 | 295.7931 | 291.0253 | 294.9051 | 297.6951 | 308.9695 | 314.1672 | 331.9273 | 325.4937 | 333.103 | 348.4992 | 345.2342 | 366.1246 | 371.3733 | 392.9422 | 407.0111 | 393.9415 | 0 | 0 | 0 | 0 | 0 | 0 | 0 | 0 | 0 |  | 112.117 | 121.9418 | 119.7256 | 118.8588 | 124.8234 | 127.6798 | 125.7292 | 131.141 | 140.3233 | 137.9992 | 140.1842 | 146.9879 | 149.7179 | 156.8037 | 163.7521 | 168.7617 | 160.9213 | 173.712 | 173.8854 | 173.1516 | 182.7485 | 190.6514 | 189.9666 | 192.6281 | 197.4716 | 203.9747 | 199.3833 | 211.9195 | 203.319 | 214.4175 | 228.5462 | 232.1858 | 240.2425 | 234.9628 | 250.9057 | 243.2035 | 255.2206 | 275.6319 | 266.1736 | 277.9199 | 280.4383 | 289.9256 | 302.9665 | 305.7741 | 311.8621 | 323.1119 | 328.9428 | 335.7408 | 347.9795 | 329.0284 | 364.5817 | 349.1905 | 381.5135 | 380.5143 | 397.0499 | 391.0857 | 0 | 0 | 0 | 0 | 0 | 0 | 0 | 0 | 0
UG-1PH | 9.69% | 10.08% | CH-G11 | Springfield | 204900 | 204900: L3135 Stage Rd | 513356 | 0 | 1PH | UG | 5 | Zone 3 | 76 | 2891675 |  |  |  |  | 4013850.3865 |  | 3322537.408 | 691312.9784 | 8395.7974 | 10086.9637 | 44800.1167 | 32162.6131 | 976776.7018 | 0 | 0 | 20462.5975 | 8172.0681 | 8419.0061 | 8659.2768 | 154918.5952 |  |  |  | 312851.5961 | 305193.2952 | 296487.6039 | 288154.7793 | 280166.9101 | 272498.2318 | 265124.7695 | 258024.3372 | 251076.3437 | 244150.1782 | 237224.0127 | 230297.8473 | 223371.6818 | 216445.5164 | 209519.3509 | 202593.1854 | 195667.02 | 188740.8545 | 181814.689 | 174888.5236 | 168760.6935 | 164229.1765 | 160495.9949 | 156762.8132 | 153029.6316 | 149296.45 | 145563.2683 | 141830.0867 | 138096.9051 | 134363.7234 | 130630.5418 | 126897.3602 | 123164.1785 | 119430.9969 | 115697.8153 | 111964.6336 | 108231.452 | 104498.2704 | 100765.0888 | 97031.9071 | 93298.7255 | 89565.5439 | 85832.3622 | 82099.1806 | 78365.999 | 74632.8173 | 70899.6357 | 67166.4541 | 63433.2724 | 59700.0908 | [16 empty] | 46700.5513 | 46700.5513 | 46700.5513 | 46700.5513 | 46700.5513 | 46700.5513 | 46700.5513 | 46700.5513 | 46700.5513 | 46700.5513 | 46700.5513 | 46700.5513 | 46700.5513 | 46700.5513 | 46700.5513 | 46700.5513 | 46700.5513 | 46700.5513 | 46700.5513 | 46700.5513 | 46700.5513 | 46700.5513 | 46700.5513 | 46700.5513 | 46700.5513 | 46700.5513 | 46700.5513 | 46700.5513 | 46700.5513 | 46700.5513 | 46700.5513 | 46700.5513 | 46700.5513 | 46700.5513 | 46700.5513 | 46700.5513 | 46700.5513 | 46700.5513 | 46700.5513 | 46700.5513 | 46700.5513 | 46700.5513 | 46700.5513 | 46700.5513 | 46700.5513 | 46700.5513 | 46700.5513 | 46700.5513 | 46700.5513 | 46700.5513 | [16 empty] | 375.897 | 398.5968 | 389.6463 | 428.153 | 440.5588 | 449.8977 | 436.4707 | 440.3244 | 456.6562 | 490.3829 | 479.3253 | 480.7961 | 537.4278 | 529.1863 | 518.1044 | 532.5155 | 554.8866 | 567.1306 | 592.8181 | 587.8738 | 612.5097 | 645.8721 | 654.9362 | 675.8895 | 696.5065 | 682.5998 | 733.103 | 732.1123 | 724.0921 | 744.5243 | 788.0032 | 815.6035 | 804.1869 | 798.8382 | 886.2443 | 915.8671 | 934.6009 | 927.7857 | 984.6948 | 1003.2189 | 958.2934 | 1042.6332 | 1009.8522 | 1075.3789 | 1059.1989 | 1093.4004 | 1152.5823 | 1149.8823 | 1237.6618 | 1219.4787 | 1249.3172 | 1231.5232 | 1265.513 | 1322.8932 | 1422.2488 | 1418.6141 | 0 | 0 | 0 | 0 | 0 | 0 | 0 | 0 | 0 |  | 478.2893 | 488.8117 | 499.5655 | 510.556 | 521.7882 | 533.2675 | 544.9994 | 556.9894 | 569.2432 | 581.7665 | 594.5654 | 607.6458 | 621.014 | 634.6763 | 648.6392 | 662.9093 | 677.4933 | 692.3981 | 707.6309 | 723.1988 | 739.1091 | 755.3695 | 771.9877 | 788.9714 | 806.3288 | 824.068 | 842.1975 | 860.7258 | 879.6618 | 899.0144 | 918.7927 | 939.0061 | 959.6643 | 980.7769 | 1002.354 | 1024.4058 | 1046.9427 | 1069.9754 | 1093.5149 | 1117.5722 | 1142.1588 | 1167.2863 | 1192.9666 | 1219.2119 | 1246.0345 | 1273.4473 | 1301.4631 | 1330.0953 | 1359.3574 | 1389.2633 | 1419.8271 | 1451.0632 | 1482.9866 | 1515.6123 | 1548.9558 | 1583.0328 | 0 | 0 | 0 | 0 | 0 | 0 | 0 | 0 | 0 | 0 | 168.8565 | 172.5713 | 176.3679 | 180.248 | 184.2135 | 188.2662 | 192.408 | 196.641 | 200.9671 | 205.3884 | 209.9069 | 214.5249 | 219.2444 | 224.0678 | 228.9973 | 234.0352 | 239.184 | 244.4461 | 249.8239 | 255.32 | 260.937 | 266.6776 | 272.5446 | 278.5405 | 284.6684 | 290.9311 | 297.3316 | 303.8729 | 310.5581 | 317.3904 | 324.373 | 331.5092 | 338.8024 | 346.256 | 353.8737 | 361.6589 | 369.6154 | 377.7469 | 386.0574 | 394.5506 | 403.2307 | 412.1018 | 421.1681 | 430.4338 | 439.9033 | 449.5812 | 459.472 | 469.5803 | 479.9111 | 490.4691 | 501.2595 | 512.2872 | 523.5575 | 535.0758 | 546.8474 | 558.8781 | 0 | 0 | 0 | 0 | 0 | 0 | 0 | 0 | 0 | 0 | 674.471 | 689.3093 | 704.4742 | 719.9726 | 735.812 | 751.9998 | 768.5438 | 785.4518 | 802.7317 | 820.3918 | 838.4405 | 856.8862 | 875.7376 | 895.0039 | 914.694 | 934.8172 | 955.3832 | 976.4016 | 997.8825 | 1019.8359 | 1042.2723 | 1065.2023 | 1088.6367 | 1112.5867 | 1137.0636 | 1162.079 | 1187.6448 | 1213.773 | 1240.476 | 1267.7664 | 1295.6573 | 1324.1618 | 1353.2933 | 1383.0658 | 1413.4932 | 1444.5901 | 1476.371 | 1508.8512 | 1542.0459 | 1575.9709 | 1610.6423 | 1646.0764 | 1682.2901 | 1719.3005 | 1757.1251 | 1795.7819 | 1835.2891 | 1875.6654 | 1916.9301 | 1959.1025 | 2002.2028 | 2046.2512 | 2091.2688 | 2137.2767 | 2184.2968 | 2232.3513 | 0 | 0 | 0 | 0 | 0 | 0 | 0 | 0 | 0 | 0 | 350.0823 | 357.7841 | 365.6553 | 373.6998 | 381.9212 | 390.3234 | 398.9105 | 407.6866 | 416.6557 | 425.8221 | 435.1902 | 444.7644 | 454.5492 | 464.5493 | 474.7693 | 485.2143 | 495.889 | 506.7985 | 517.9481 | 529.343 | 540.9885 | 552.8903 | 565.0538 | 577.485 | 590.1897 | 603.1739 | 616.4437 | 630.0055 | 643.8656 | 658.0306 | 672.5073 | 687.3025 | 702.4231 | 717.8764 | 733.6697 | 749.8104 | 766.3063 | 783.165 | 800.3946 | 818.0033 | 835.9994 | 854.3914 | 873.188 | 892.3981 | 912.0309 | 932.0956 | 952.6017 | 973.5589 | 994.9772 | 1016.8667 | 1039.2378 | 1062.101 | 1085.4672 | 1109.3475 | 1133.7531 | 1158.6957 | 0 | 0 | 0 | 0 | 0 | 0 | 0 | 0 | 0 | 0 | 30.277 | 30.943 | 31.6238 | 32.3195 | 33.0305 | 33.7572 | 34.4999 | 35.2589 | 36.0346 | 36.8273 | 37.6375 | 38.4656 | 39.3118 | 40.1767 | 41.0605 | 41.9639 | 42.8871 | 43.8306 | 44.7949 | 45.7804 | 46.7875 | 47.8169 | 48.8688 | 49.9439 | 51.0427 | 52.1656 | 53.3133 | 54.4862 | 55.6849 | 56.9099 | 58.162 | 59.4415 | 60.7492 | 62.0857 | 63.4516 | 64.8475 | 66.2742 | 67.7322 | 69.2223 | 70.7452 | 72.3016 | 73.8923 | 75.5179 | 77.1793 | 78.8772 | 80.6125 | 82.386 | 84.1985 | 86.0509 | 87.944 | 89.8787 | 91.8561 | 93.8769 | 95.9422 | 98.0529 | 100.2101 | 0 | 0 | 0 | 0 | 0 | 0 | 0 | 0 | 0 | 0 | 900.5815 | 920.3942 | 940.6429 | 961.3371 | 982.4865 | 1004.1012 | 1026.1914 | 1048.7676 | 1071.8405 | 1095.421 | 1119.5203 | 1144.1497 | 1169.321 | 1195.0461 | 1221.3371 | 1248.2065 | 1275.667 | 1303.7317 | 1332.4138 | 1361.7269 | 1391.6849 | 1422.302 | 1453.5926 | 1485.5717 | 1518.2542 | 1551.6558 | 1585.7923 | 1620.6797 | 1656.3346 | 1692.774 | 1730.015 | 1768.0754 | 1806.973 | 1846.7264 | 1887.3544 | 1928.8762 | 1971.3115 | 2014.6803 | 2059.0033 | 2104.3014 | 2150.596 | 2197.9091 | 2246.2631 | 2295.6809 | 2346.1859 | 2397.802 | 2450.5536 | 2504.4658 | 2559.564 | 2615.8744 | 2673.4237 | 2732.239 | 2792.3483 | 2853.7799 | 2916.5631 | 2980.7275 | 0 | 0 | 0 | 0 | 0 | 0 | 0 | 0 | 0 | 0 | 2124.2682 | 2171.0021 | 2218.7641 | 2267.5769 | 2317.4636 | 2368.4478 | 2420.5537 | 2473.8059 | 2528.2296 | 2583.8506 | 2640.6954 | 2698.7907 | 2758.164 | 2818.8437 | 2880.8582 | 2944.2371 | 3009.0103 | 3075.2085 | 3142.8631 | 3212.0061 | 3282.6703 | 3354.889 | 3428.6966 | 3504.1279 | 3581.2187 | 3660.0055 | 3740.5256 | 3822.8172 | 3906.9192 | 3992.8714 | 4080.7146 | 4170.4903 | 4262.2411 | 4356.0104 | 4451.8426 | 4549.7831 | 4649.8784 | 4752.1757 | 4856.7236 | 4963.5715 | 5072.77 | 5184.371 | 5298.4271 | 5414.9925 | 5534.1224 | 5655.8731 | 5780.3023 | 5907.4689 | 6037.4332 | 6170.2568 | 6306.0024 | 6444.7345 | 6586.5186 | 6731.422 | 6879.5133 | 7030.8626 | 0 | 0 | 0 | 0 | 0 | 0 | 0 | 0 | 0 | 0 | 1036.4947 | 1053.571 | 1035.324 | 1049.3099 | 1077.8801 | 1100.7197 | 1122.7341 | 1145.1888 | 1168.0925 | 1191.4544 | 1215.2835 | 1239.5891 | 1264.3809 | 1289.6685 | 1315.4619 | 1341.7711 | 1368.6066 | 1395.9787 | 1423.8983 | 1452.3762 | 1481.4238 | 1511.0522 | 1541.2733 | 1572.0988 | 1603.5407 | 1635.6115 | 1668.3238 | 1701.6902 | 1735.7241 | 1770.4385 | 1805.8473 | 1845.5759 | 1886.1786 | 1927.6745 | 1970.0834 | 2013.4252 | 2057.7206 | 2102.9904 | 2149.2562 | 2196.5399 | 2244.8637 | 2294.2507 | 2344.7242 | 2396.3082 | 2449.027 | 2502.9056 | 2557.9695 | 2614.2448 | 2671.7582 | 2730.5369 | 2790.6087 | 2852.0021 | 2914.7461 | 2978.8705 | 3044.4057 | 3111.3826 | 0 | 0 | 0 | 0 | 0 | 0 | 0 | 0 | 0 | 0 |  | 0 | 0 | 0 | 0 | 0 | 0 | 0 | 0 | 0 | 0 | 0 | 0 | 0 | 0 | 0 | 0 | 0 | 0 | 0 | 0 | 0 | 0 | 0 | 0 | 0 | 0 | 0 | 0 | 0 | 0 | 0 | 0 | 0 | 0 | 0 | 0 | 0 | 0 | 0 | 0 | 0 | 0 | 0 | 0 | 0 | 0 | 0 | 0 | 0 | 0 | 0 | 0 | 0 | 0 | 0 | 0 | 0 | 0 | 0 | 0 | 0 | 0 | 0 | 0 | 0 | 0 |  | 0 | 0 | 0 | 0 | 0 | 0 | 0 | 0 | 0 | 0 | 0 | 0 | 0 | 0 | 0 | 0 | 0 | 0 | 0 | 0 | 0 | 0 | 0 | 0 | 0 | 0 | 0 | 0 | 0 | 0 | 0 | 0 | 0 | 0 | 0 | 0 | 0 | 0 | 0 | 0 | 0 | 0 | 0 | 0 | 0 | 0 | 0 | 0 | 0 | 0 | 0 | 0 | 0 | 0 | 0 | 0 | 0 | 0 | 0 | 0 | 0 | 0 | 0 | 0 | 0 | 0 | 7345.7095 | 7507.3151 | 7672.476 | 7841.2705 | 8013.7785 | 8190.0816 | 8370.2634 | 8554.4092 | 8742.6062 | 8934.9435 | 9131.5123 | 9332.4055 | 9537.7185 | 9747.5483 | 9961.9943 | 10181.1582 | 10405.1437 | 10634.0568 | 10868.0061 | 11107.1022 | 11351.4585 | 11601.1906 | 11856.4167 | 12117.2579 | 12383.8376 | 12656.282 | 12934.7202 | 13219.2841 | 13510.1083 | 13807.3307 | 14111.092 | 14421.536 | 14738.8098 | 15063.0636 | 15394.451 | 15733.1289 | 16079.2578 | 16433.0014 | 16794.5275 | 17164.0071 | 17541.6152 | 17927.5308 | 18321.9364 | 18725.019 | 19136.9695 | 19557.9828 | 19988.2584 | 20428.0001 | 20877.4161 | 21336.7192 | 21806.1271 | 22285.8619 | 22776.1508 | 23277.2261 | 23789.3251 | 24312.6903 | 0 | 0 | 0 | 0 | 0 | 0 | 0 | 0 | 0 | 0 |  | 390.1479 | 402.9277 | 429.9952 | 435.1661 | 421.8151 | 433.4403 | 456.003 | 465.2822 | 474.5689 | 498.9612 | 517.548 | 516.9859 | 539.7311 | 522.3562 | 564.8225 | 560.5944 | 597.5425 | 583.3862 | 585.4187 | 628.9414 | 640.7799 | 664.286 | 697.353 | 674.9982 | 692.0919 | 735.1824 | 721.807 | 738.8503 | 766.2012 | 812.1226 | 795.1957 | 796.9383 | 836.1124 | 887.6444 | 886.3196 | 943.0919 | 962.3971 | 983.6262 | 954.785 | 1040.2334 | 997.2275 | 1096.2208 | 1043.2323 | 1136.6481 | 1121.2389 | 1136.7285 | 1185.705 | 1165.1928 | 1225.0496 | 1216.8788 | 1247.6384 | 1277.0097 | 1305.143 | 1355.063 | 1408.8866 | 1435.2685 | 0 | 0 | 0 | 0 | 0 | 0 | 0 | 0 | 0 |  | 391.8282 | 385.0078 | 405.4454 | 429.3968 | 431.2596 | 415.4449 | 464.5318 | 446.1905 | 486.75 | 497.9207 | 494.6632 | 521.5277 | 521.3749 | 532.1808 | 545.4788 | 563.0656 | 545.0753 | 573.526 | 597.1693 | 627.2096 | 619.4535 | 656.6918 | 678.8712 | 695.8651 | 669.9127 | 711.0197 | 731.6949 | 744.3827 | 760.1066 | 750.1708 | 738.4682 | 766.5592 | 800.2084 | 848.7938 | 826.6409 | 875.6392 | 870.6826 | 853.7145 | 932.7275 | 917.1755 | 985.9771 | 970.0842 | 983.017 | 992.317 | 1029.8985 | 1047.2241 | 1106.4242 | 1084.9791 | 1110.3433 | 1161.6641 | 1150.7808 | 1220.4153 | 1237.9111 | 1309.8074 | 1356.7038 | 1313.1384 | 0 | 0 | 0 | 0 | 0 | 0 | 0 | 0 | 0 |  | 373.7232 | 406.4727 | 399.0855 | 396.1961 | 416.0781 | 425.5992 | 419.0973 | 437.1365 | 467.7442 | 459.9972 | 467.2806 | 489.9597 | 499.0598 | 522.6789 | 545.8403 | 562.539 | 536.4043 | 579.0401 | 579.6181 | 577.1719 | 609.1618 | 635.5048 | 633.222 | 642.0937 | 658.2388 | 679.9158 | 664.611 | 706.3984 | 677.73 | 714.7249 | 761.8208 | 773.9525 | 800.8083 | 783.2093 | 836.3522 | 810.6783 | 850.7352 | 918.7732 | 887.2452 | 926.3997 | 934.7944 | 966.4185 | 1009.8882 | 1019.2469 | 1039.5402 | 1077.0398 | 1096.4761 | 1119.1362 | 1159.9318 | 1096.7613 | 1215.2725 | 1163.9683 | 1271.7115 | 1268.3811 | 1323.4997 | 1303.6191 | 0 | 0 | 0 | 0 | 0 | 0 | 0 | 0 | 0
OH-1PH | 22.52% | 22.56% | BV-G44 | Springfield | 204901 | 204901: L434 P3 | 776981 | 489712 | 1PH | OH | 4.5 | Zone 3 | 113 | 2259492 |  |  |  |  | 3136335.4587 |  | 2596158.5217 | 540176.937 | 35775.617 | 9126.4855 | 0 | 46031.7366 | 1413059.4033 | 0 | 0 | 1448.976 | 34871.2176 | 35982.8949 | 36941.7108 | 84580.1919 |  |  |  | 244455.438 | 238471.4081 | 231668.9701 | 225157.8821 | 218916.3346 | 212924.1961 | 207162.7329 | 201614.6094 | 196185.5983 | 190773.6431 | 185361.6879 | 179949.7328 | 174537.7776 | 169125.8225 | 163713.8673 | 158301.9121 | 152889.957 | 147478.0018 | 142066.0466 | 136654.0915 | 131865.9382 | 128325.1093 | 125408.0823 | 122491.0553 | 119574.0283 | 116657.0013 | 113739.9743 | 110822.9473 | 107905.9203 | 104988.8934 | 102071.8664 | 99154.8394 | 96237.8124 | 93320.7854 | 90403.7584 | 87486.7314 | 84569.7044 | 81652.6774 | 78735.6504 | 75818.6234 | 72901.5964 | 69984.5694 | 67067.5424 | 64150.5155 | 61233.4885 | 58316.4615 | 55399.4345 | 52482.4075 | 49565.3805 | 46648.3535 | [16 empty] | 36490.7958 | 36490.7958 | 36490.7958 | 36490.7958 | 36490.7958 | 36490.7958 | 36490.7958 | 36490.7958 | 36490.7958 | 36490.7958 | 36490.7958 | 36490.7958 | 36490.7958 | 36490.7958 | 36490.7958 | 36490.7958 | 36490.7958 | 36490.7958 | 36490.7958 | 36490.7958 | 36490.7958 | 36490.7958 | 36490.7958 | 36490.7958 | 36490.7958 | 36490.7958 | 36490.7958 | 36490.7958 | 36490.7958 | 36490.7958 | 36490.7958 | 36490.7958 | 36490.7958 | 36490.7958 | 36490.7958 | 36490.7958 | 36490.7958 | 36490.7958 | 36490.7958 | 36490.7958 | 36490.7958 | 36490.7958 | 36490.7958 | 36490.7958 | 36490.7958 | 36490.7958 | 36490.7958 | 36490.7958 | 36490.7958 | 36490.7958 | [16 empty] | 1691.5363 | 1793.6857 | 1753.4082 | 1926.6886 | 1982.5146 | 2024.5396 | 1964.1182 | 1981.4598 | 2054.9528 | 2206.7231 | 2156.9637 | 2163.5822 | 2418.4253 | 2381.3386 | 2331.4698 | 2396.3198 | 2496.9896 | 2552.0876 | 2667.6817 | 2645.432 | 2756.2938 | 2906.4247 | 2947.2129 | 3041.5027 | 3134.2793 | 3071.6991 | 3298.9633 | 3294.5054 | 3258.4143 | 3350.3596 | 3546.0144 | 3670.2159 | 3618.8409 | 3594.7717 | 3988.0991 | 4121.4018 | 4205.704 | 4175.0358 | 4431.1268 | 4514.4849 | 4312.3202 | 4691.8494 | 4544.335 | 4839.2051 | 4766.3949 | 4920.3018 | 5186.6205 | 0 | 0 | 0 | 0 | 0 | 0 | 0 | 0 | 0 | 0 | 0 | 0 | 0 | 0 | 0 | 0 | 0 | 0 |  | 455.6288 | 465.6526 | 475.8969 | 486.3667 | 497.0667 | 508.0022 | 519.1783 | 530.6002 | 542.2734 | 554.2034 | 566.3959 | 578.8566 | 591.5914 | 604.6064 | 617.9078 | 631.5018 | 645.3948 | 659.5935 | 674.1045 | 688.9348 | 704.0914 | 719.5814 | 735.4122 | 751.5913 | 768.1263 | 785.0251 | 802.2956 | 819.9461 | 837.9849 | 856.4206 | 875.2619 | 894.5176 | 914.197 | 934.3093 | 954.8641 | 975.8711 | 997.3403 | 1019.2818 | 1041.706 | 1064.6235 | 1088.0453 | 1111.9822 | 1136.4459 | 1161.4477 | 1186.9995 | 1213.1135 | 1239.802 | 0 | 0 | 0 | 0 | 0 | 0 | 0 | 0 | 0 | 0 | 0 | 0 | 0 | 0 | 0 | 0 | 0 | 0 | 0 | 0 | 0 | 0 | 0 | 0 | 0 | 0 | 0 | 0 | 0 | 0 | 0 | 0 | 0 | 0 | 0 | 0 | 0 | 0 | 0 | 0 | 0 | 0 | 0 | 0 | 0 | 0 | 0 | 0 | 0 | 0 | 0 | 0 | 0 | 0 | 0 | 0 | 0 | 0 | 0 | 0 | 0 | 0 | 0 | 0 | 0 | 0 | 0 | 0 | 0 | 0 | 0 | 0 | 0 | 0 | 0 | 0 | 0 | 0 | 0 | 0 | 0 | 0 | 0 | 0 | 0 | 0 | 0 | 0 | 0 | 0 | 0 | 0 | 0 | 0 | 0 | 0 | 0 | 0 | 0 | 0 | 0 | 0 | 0 | 0 | 0 | 0 | 0 | 0 | 0 | 0 | 0 | 0 | 0 | 0 | 0 | 0 | 0 | 0 | 0 | 0 | 0 | 0 | 0 | 0 | 0 | 0 | 0 | 0 | 0 | 0 | 0 | 0 | 0 | 0 | 0 | 0 | 0 | 0 | 0 | 0 | 0 | 0 | 0 | 0 | 0 | 0 | 0 | 0 | 0 | 0 | 0 | 0 | 0 | 0 | 0 | 0 | 0 | 0 | 0 | 0 | 0 | 0 | 0 | 0 | 0 | 0 | 0 | 0 | 0 | 0 | 0 | 0 | 0 | 0 | 0 | 0 | 0 | 0 | 0 | 0 | 0 | 0 | 0 | 0 | 0 | 0 | 0 | 0 | 0 | 0 | 0 | 0 | 0 | 0 | 0 | 0 | 0 | 0 | 0 | 0 | 0 | 0 | 0 | 0 | 0 | 0 | 0 | 0 | 0 | 0 | 0 | 0 | 0 | 0 | 0 | 0 | 0 | 0 | 0 | 0 | 0 | 0 | 0 | 0 | 0 | 0 | 0 | 0 | 0 | 0 | 0 | 0 | 0 | 0 | 0 | 0 | 0 | 0 | 0 | 0 | 0 | 0 | 0 | 0 | 0 | 0 | 0 | 0 | 0 | 0 | 0 | 0 | 0 | 0 | 0 | 0 | 0 | 0 | 0 | 0 | 0 | 0 | 0 | 0 | 0 | 0 | 0 | 0 | 0 | 0 | 0 | 0 | 0 | 0 | 0 | 0 | 0 | 0 | 0 | 0 | 0 | 0 | 0 | 0 | 0 | 0 | 0 | 0 | 0 | 0 | 0 | 0 | 0 | 0 | 0 | 0 | 0 | 0 | 0 | 0 | 0 | 0 | 0 | 0 | 0 | 0 | 0 | 0 | 0 | 0 | 0 | 0 | 0 | 0 | 0 | 0 | 0 | 0 | 0 | 0 | 0 | 0 | 0 | 0 | 0 | 0 | 0 | 0 | 0 | 0 | 0 | 0 | 0 | 0 | 0 | 0 | 0 | 0 | 0 | 0 | 0 | 0 | 0 | 0 | 0 | 0 | 0 | 0 | 0 | 0 | 0 | 0 | 0 | 0 | 0 | 0 | 0 | 0 | 0 | 0 | 0 | 0 | 0 | 0 | 0 | 0 | 0 | 0 | 0 | 0 | 0 | 0 | 0 | 0 | 0 | 0 | 0 | 0 | 0 | 0 | 0 | 0 | 0 | 0 | 0 | 0 | 0 | 0 | 0 | 0 | 0 | 0 | 0 | 0 | 0 | 0 | 0 | 0 | 0 | 0 | 0 | 0 | 0 | 0 | 0 | 0 | 0 | 0 | 0 | 0 | 0 | 0 | 0 | 0 | 0 | 77.149 | 78.4201 | 77.0619 | 78.1029 | 80.2295 | 81.9295 | 83.5681 | 85.2394 | 86.9442 | 88.6831 | 90.4568 | 92.2659 | 94.1112 | 95.9934 | 97.9133 | 99.8716 | 101.869 | 103.9064 | 105.9845 | 108.1042 | 110.2663 | 112.4716 | 114.721 | 117.0155 | 119.3558 | 121.7429 | 124.1777 | 126.6613 | 129.1945 | 131.7784 | 134.414 | 137.3711 | 140.3932 | 143.4819 | 146.6385 | 149.8645 | 153.1616 | 156.5311 | 159.9748 | 163.4943 | 167.0911 | 170.7671 | 174.524 | 178.3635 | 182.2875 | 186.2979 | 190.3964 | 0 | 0 | 0 | 0 | 0 | 0 | 0 | 0 | 0 | 0 | 0 | 0 | 0 | 0 | 0 | 0 | 0 | 0 | 0 |  | 0 | 0 | 0 | 0 | 0 | 0 | 0 | 0 | 0 | 0 | 0 | 0 | 0 | 0 | 0 | 0 | 0 | 0 | 0 | 0 | 0 | 0 | 0 | 0 | 0 | 0 | 0 | 0 | 0 | 0 | 0 | 0 | 0 | 0 | 0 | 0 | 0 | 0 | 0 | 0 | 0 | 0 | 0 | 0 | 0 | 0 | 0 | 0 | 0 | 0 | 0 | 0 | 0 | 0 | 0 | 0 | 0 | 0 | 0 | 0 | 0 | 0 | 0 | 0 | 0 | 0 |  | 0 | 0 | 0 | 0 | 0 | 0 | 0 | 0 | 0 | 0 | 0 | 0 | 0 | 0 | 0 | 0 | 0 | 0 | 0 | 0 | 0 | 0 | 0 | 0 | 0 | 0 | 0 | 0 | 0 | 0 | 0 | 0 | 0 | 0 | 0 | 0 | 0 | 0 | 0 | 0 | 0 | 0 | 0 | 0 | 0 | 0 | 0 | 0 | 0 | 0 | 0 | 0 | 0 | 0 | 0 | 0 | 0 | 0 | 0 | 0 | 0 | 0 | 0 | 0 | 0 | 0 | 4222.5638 | 4315.4602 | 4410.4004 | 4507.4292 | 4606.5926 | 4707.9377 | 4811.5123 | 4917.3656 | 5025.5476 | 5136.1096 | 5249.1041 | 5364.5843 | 5482.6052 | 5603.2225 | 5726.4934 | 5852.4763 | 5981.2307 | 6112.8178 | 6247.2998 | 6384.7404 | 6525.2047 | 6668.7592 | 6815.4719 | 6965.4123 | 7118.6514 | 7275.2617 | 7435.3174 | 7598.8944 | 7766.0701 | 7936.9237 | 8111.536 | 8289.9898 | 8472.3695 | 8658.7617 | 8849.2544 | 9043.938 | 9242.9047 | 9446.2486 | 9654.066 | 9866.4555 | 10083.5175 | 10305.3549 | 10532.0727 | 10763.7783 | 11000.5814 | 11242.5942 | 11489.9313 | 0 | 0 | 0 | 0 | 0 | 0 | 0 | 0 | 0 | 0 | 0 | 0 | 0 | 0 | 0 | 0 | 0 | 0 | 0 |  | 1755.6655 | 1813.1745 | 1934.9784 | 1958.2474 | 1898.1679 | 1950.4814 | 2052.0137 | 2093.7698 | 2135.5599 | 2245.3256 | 2328.966 | 2326.4367 | 2428.7901 | 2350.6029 | 2541.7012 | 2522.6749 | 2688.9413 | 2625.238 | 2634.3843 | 2830.2365 | 2883.5096 | 2989.2868 | 3138.0883 | 3037.4919 | 3114.4135 | 3308.321 | 3248.1315 | 3324.8263 | 3447.9052 | 3654.5516 | 3578.3808 | 3586.2222 | 3762.5056 | 3994.3997 | 3988.4384 | 4243.9135 | 4330.7868 | 4426.3179 | 4296.5324 | 4681.0503 | 4487.5239 | 4932.9936 | 4694.5453 | 5114.9165 | 5045.5751 | 5115.2781 | 5335.6727 | 0 | 0 | 0 | 0 | 0 | 0 | 0 | 0 | 0 | 0 | 0 | 0 | 0 | 0 | 0 | 0 | 0 | 0 |  | 1763.2269 | 1732.5352 | 1824.5041 | 1932.2857 | 1940.6684 | 1869.502 | 2090.393 | 2007.8573 | 2190.375 | 2240.6432 | 2225.9843 | 2346.8747 | 2346.1872 | 2394.8136 | 2454.6545 | 2533.7954 | 2452.8387 | 2580.8669 | 2687.262 | 2822.4431 | 2787.5406 | 2955.113 | 3054.9205 | 3131.3931 | 3014.6073 | 3199.5888 | 3292.627 | 3349.722 | 3420.4796 | 3375.7686 | 3323.1068 | 3449.5165 | 3600.9378 | 3819.5722 | 3719.8841 | 3940.3766 | 3918.0717 | 3841.7152 | 4197.2739 | 4127.2898 | 4436.8969 | 4365.379 | 4423.5767 | 4465.4265 | 4634.5431 | 4712.5086 | 4978.9088 | 0 | 0 | 0 | 0 | 0 | 0 | 0 | 0 | 0 | 0 | 0 | 0 | 0 | 0 | 0 | 0 | 0 | 0 |  | 1681.7544 | 1829.127 | 1795.8847 | 1782.8823 | 1872.3512 | 1915.1965 | 1885.9376 | 1967.1143 | 2104.8488 | 2069.9876 | 2102.7628 | 2204.8185 | 2245.7692 | 2352.055 | 2456.2812 | 2531.4254 | 2413.8193 | 2605.6806 | 2608.2816 | 2597.2734 | 2741.2279 | 2859.7715 | 2849.4992 | 2889.4215 | 2962.0745 | 3059.621 | 2990.7494 | 3178.7927 | 3049.785 | 3216.2619 | 3428.1934 | 3482.7864 | 3603.6373 | 3524.442 | 3763.5849 | 3648.0523 | 3828.3085 | 4134.4792 | 3992.6035 | 4168.7986 | 4206.575 | 4348.8834 | 4544.4971 | 4586.6108 | 4677.9308 | 4846.6791 | 4934.1425 | 0 | 0 | 0 | 0 | 0 | 0 | 0 | 0 | 0 | 0 | 0 | 0 | 0 | 0 | 0 | 0 | 0 | 0
OH-1PH | 15.06% | 15.04% | SB-G91 | Rutland | 204902 | 204902: L88 Rt100A, Spacer and CI | 532550 | 0 | 1PH | OH | 3 | Zone 3 | 135 | 1510218 |  |  |  |  | 2096289.9022 |  | 1735241.9616 | 361047.9406 | 23850.4114 | 5451.0507 | 0 | 45213.9683 | 2106570.7144 | 0 | 0 | 965.984 | 23247.4784 | 23988.5966 | 24627.8072 | 56386.7946 |  |  |  | 163391.1528 | 159391.4973 | 154844.8274 | 150492.8924 | 146321.1151 | 142316.0399 | 138465.1454 | 134756.8446 | 131128.1571 | 127510.8696 | 123893.5821 | 120276.2946 | 116659.0072 | 113041.7197 | 109424.4322 | 105807.1448 | 102189.8573 | 98572.5698 | 94955.2823 | 91337.9949 | 88137.6493 | 85771.0007 | 83821.294 | 81871.5873 | 79921.8806 | 77972.1739 | 76022.4672 | 74072.7606 | 72123.0539 | 70173.3472 | 68223.6405 | 66273.9338 | 64324.2271 | 62374.5204 | 60424.8137 | 58475.107 | 56525.4003 | 54575.6936 | 52625.9869 | 50676.2803 | 48726.5736 | 46776.8669 | 44827.1602 | 42877.4535 | 40927.7468 | 38978.0401 | 37028.3334 | 35078.6267 | 33128.92 | 31179.2133 | [16 empty] | 24390.0207 | 24390.0207 | 24390.0207 | 24390.0207 | 24390.0207 | 24390.0207 | 24390.0207 | 24390.0207 | 24390.0207 | 24390.0207 | 24390.0207 | 24390.0207 | 24390.0207 | 24390.0207 | 24390.0207 | 24390.0207 | 24390.0207 | 24390.0207 | 24390.0207 | 24390.0207 | 24390.0207 | 24390.0207 | 24390.0207 | 24390.0207 | 24390.0207 | 24390.0207 | 24390.0207 | 24390.0207 | 24390.0207 | 24390.0207 | 24390.0207 | 24390.0207 | 24390.0207 | 24390.0207 | 24390.0207 | 24390.0207 | 24390.0207 | 24390.0207 | 24390.0207 | 24390.0207 | 24390.0207 | 24390.0207 | 24390.0207 | 24390.0207 | 24390.0207 | 24390.0207 | 24390.0207 | 24390.0207 | 24390.0207 | 24390.0207 | [16 empty] | 1127.6909 | 1195.7905 | 1168.9388 | 1284.4591 | 1321.6764 | 1349.6931 | 1309.4122 | 1320.9732 | 1369.9685 | 1471.1487 | 1437.9758 | 1442.3882 | 1612.2835 | 1587.559 | 1554.3132 | 1597.5466 | 1664.6597 | 1701.3917 | 1778.4544 | 1763.6213 | 1837.5292 | 1937.6164 | 1964.8086 | 2027.6685 | 2089.5195 | 2047.7994 | 2199.3089 | 2196.3369 | 2172.2762 | 2233.573 | 2364.0096 | 2446.8106 | 2412.5606 | 2396.5145 | 2658.7328 | 2747.6012 | 2803.8027 | 2783.3572 | 2954.0845 | 3009.6566 | 2874.8802 | 3127.8996 | 3029.5566 | 3226.1367 | 3177.5966 | 3280.2012 | 3457.747 | 0 | 0 | 0 | 0 | 0 | 0 | 0 | 0 | 0 | 0 | 0 | 0 | 0 | 0 | 0 | 0 | 0 | 0 |  | 272.1371 | 278.1241 | 284.2429 | 290.4962 | 296.8871 | 303.4186 | 310.0938 | 316.9159 | 323.8881 | 331.0136 | 338.2959 | 345.7384 | 353.3447 | 361.1182 | 369.0628 | 377.1822 | 385.4802 | 393.9608 | 402.6279 | 411.4857 | 420.5384 | 429.7903 | 439.2457 | 448.9091 | 458.7851 | 468.8783 | 479.1937 | 489.7359 | 500.5101 | 511.5213 | 522.7748 | 534.2759 | 546.0299 | 558.0426 | 570.3195 | 582.8665 | 595.6896 | 608.7948 | 622.1883 | 635.8764 | 649.8657 | 664.1627 | 678.7743 | 693.7073 | 708.9689 | 724.5662 | 740.5067 | 0 | 0 | 0 | 0 | 0 | 0 | 0 | 0 | 0 | 0 | 0 | 0 | 0 | 0 | 0 | 0 | 0 | 0 | 0 | 0 | 0 | 0 | 0 | 0 | 0 | 0 | 0 | 0 | 0 | 0 | 0 | 0 | 0 | 0 | 0 | 0 | 0 | 0 | 0 | 0 | 0 | 0 | 0 | 0 | 0 | 0 | 0 | 0 | 0 | 0 | 0 | 0 | 0 | 0 | 0 | 0 | 0 | 0 | 0 | 0 | 0 | 0 | 0 | 0 | 0 | 0 | 0 | 0 | 0 | 0 | 0 | 0 | 0 | 0 | 0 | 0 | 0 | 0 | 0 | 0 | 0 | 0 | 0 | 0 | 0 | 0 | 0 | 0 | 0 | 0 | 0 | 0 | 0 | 0 | 0 | 0 | 0 | 0 | 0 | 0 | 0 | 0 | 0 | 0 | 0 | 0 | 0 | 0 | 0 | 0 | 0 | 0 | 0 | 0 | 0 | 0 | 0 | 0 | 0 | 0 | 0 | 0 | 0 | 0 | 0 | 0 | 0 | 0 | 0 | 0 | 0 | 0 | 0 | 0 | 0 | 0 | 0 | 0 | 0 | 0 | 0 | 0 | 0 | 0 | 0 | 0 | 0 | 0 | 0 | 0 | 0 | 0 | 0 | 0 | 0 | 0 | 0 | 0 | 0 | 0 | 0 | 0 | 0 | 0 | 0 | 0 | 0 | 0 | 0 | 0 | 0 | 0 | 0 | 0 | 0 | 0 | 0 | 0 | 0 | 0 | 0 | 0 | 0 | 0 | 0 | 0 | 0 | 0 | 0 | 0 | 0 | 0 | 0 | 0 | 0 | 0 | 0 | 0 | 0 | 0 | 0 | 0 | 0 | 0 | 0 | 0 | 0 | 0 | 0 | 0 | 0 | 0 | 0 | 0 | 0 | 0 | 0 | 0 | 0 | 0 | 0 | 0 | 0 | 0 | 0 | 0 | 0 | 0 | 0 | 0 | 0 | 0 | 0 | 0 | 0 | 0 | 0 | 0 | 0 | 0 | 0 | 0 | 0 | 0 | 0 | 0 | 0 | 0 | 0 | 0 | 0 | 0 | 0 | 0 | 0 | 0 | 0 | 0 | 0 | 0 | 0 | 0 | 0 | 0 | 0 | 0 | 0 | 0 | 0 | 0 | 0 | 0 | 0 | 0 | 0 | 0 | 0 | 0 | 0 | 0 | 0 | 0 | 0 | 0 | 0 | 0 | 0 | 0 | 0 | 0 | 0 | 0 | 0 | 0 | 0 | 0 | 0 | 0 | 0 | 0 | 0 | 0 | 0 | 0 | 0 | 0 | 0 | 0 | 0 | 0 | 0 | 0 | 0 | 0 | 0 | 0 | 0 | 0 | 0 | 0 | 0 | 0 | 0 | 0 | 0 | 0 | 0 | 0 | 0 | 0 | 0 | 0 | 0 | 0 | 0 | 0 | 0 | 0 | 0 | 0 | 0 | 0 | 0 | 0 | 0 | 0 | 0 | 0 | 0 | 0 | 0 | 0 | 0 | 0 | 0 | 0 | 0 | 0 | 0 | 0 | 0 | 0 | 0 | 0 | 0 | 0 | 0 | 0 | 0 | 0 | 0 | 0 | 0 | 0 | 0 | 0 | 0 | 0 | 0 | 0 | 0 | 0 | 0 | 0 | 0 | 0 | 0 | 0 | 0 | 0 | 0 | 0 | 0 | 0 | 0 | 0 | 0 | 0 | 0 | 0 | 0 | 0 | 0 | 0 | 0 | 0 | 0 | 0 | 0 | 0 | 0 | 0 | 0 | 0 | 0 | 51.4327 | 52.28 | 51.3746 | 52.0686 | 53.4863 | 54.6196 | 55.712 | 56.8263 | 57.9628 | 59.1221 | 60.3045 | 61.5106 | 62.7408 | 63.9956 | 65.2755 | 66.581 | 67.9127 | 69.2709 | 70.6563 | 72.0695 | 73.5109 | 74.9811 | 76.4807 | 78.0103 | 79.5705 | 81.1619 | 82.7852 | 84.4409 | 86.1297 | 87.8523 | 89.6093 | 91.5807 | 93.5955 | 95.6546 | 97.759 | 99.9097 | 102.1077 | 104.3541 | 106.6499 | 108.9962 | 111.3941 | 113.8448 | 116.3493 | 118.909 | 121.525 | 124.1986 | 126.9309 | 0 | 0 | 0 | 0 | 0 | 0 | 0 | 0 | 0 | 0 | 0 | 0 | 0 | 0 | 0 | 0 | 0 | 0 | 0 |  | 0 | 0 | 0 | 0 | 0 | 0 | 0 | 0 | 0 | 0 | 0 | 0 | 0 | 0 | 0 | 0 | 0 | 0 | 0 | 0 | 0 | 0 | 0 | 0 | 0 | 0 | 0 | 0 | 0 | 0 | 0 | 0 | 0 | 0 | 0 | 0 | 0 | 0 | 0 | 0 | 0 | 0 | 0 | 0 | 0 | 0 | 0 | 0 | 0 | 0 | 0 | 0 | 0 | 0 | 0 | 0 | 0 | 0 | 0 | 0 | 0 | 0 | 0 | 0 | 0 | 0 |  | 0 | 0 | 0 | 0 | 0 | 0 | 0 | 0 | 0 | 0 | 0 | 0 | 0 | 0 | 0 | 0 | 0 | 0 | 0 | 0 | 0 | 0 | 0 | 0 | 0 | 0 | 0 | 0 | 0 | 0 | 0 | 0 | 0 | 0 | 0 | 0 | 0 | 0 | 0 | 0 | 0 | 0 | 0 | 0 | 0 | 0 | 0 | 0 | 0 | 0 | 0 | 0 | 0 | 0 | 0 | 0 | 0 | 0 | 0 | 0 | 0 | 0 | 0 | 0 | 0 | 0 | 2815.0426 | 2876.9735 | 2940.2669 | 3004.9528 | 3071.0617 | 3138.6251 | 3207.6749 | 3278.2437 | 3350.3651 | 3424.0731 | 3499.4027 | 3576.3896 | 3655.0701 | 3735.4817 | 3817.6623 | 3901.6508 | 3987.4872 | 4075.2119 | 4164.8665 | 4256.4936 | 4350.1365 | 4445.8395 | 4543.6479 | 4643.6082 | 4745.7676 | 4850.1745 | 4956.8783 | 5065.9296 | 5177.3801 | 5291.2824 | 5407.6906 | 5526.6598 | 5648.2464 | 5772.5078 | 5899.5029 | 6029.292 | 6161.9364 | 6297.499 | 6436.044 | 6577.637 | 6722.345 | 6870.2366 | 7021.3818 | 7175.8522 | 7333.7209 | 7495.0628 | 7659.9542 | 0 | 0 | 0 | 0 | 0 | 0 | 0 | 0 | 0 | 0 | 0 | 0 | 0 | 0 | 0 | 0 | 0 | 0 | 0 |  | 1170.4437 | 1208.783 | 1289.9856 | 1305.4983 | 1265.4453 | 1300.321 | 1368.0091 | 1395.8465 | 1423.7066 | 1496.8837 | 1552.644 | 1550.9578 | 1619.1934 | 1567.0686 | 1694.4675 | 1681.7832 | 1792.6275 | 1750.1587 | 1756.2562 | 1886.8243 | 1922.3397 | 1992.8579 | 2092.0589 | 2024.9946 | 2076.2756 | 2205.5473 | 2165.421 | 2216.5509 | 2298.6035 | 2436.3677 | 2385.5872 | 2390.8148 | 2508.3371 | 2662.9331 | 2658.9589 | 2829.2757 | 2887.1912 | 2950.8786 | 2864.3549 | 3120.7002 | 2991.6826 | 3288.6624 | 3129.6968 | 3409.9443 | 3363.7168 | 3410.1854 | 3557.1151 | 0 | 0 | 0 | 0 | 0 | 0 | 0 | 0 | 0 | 0 | 0 | 0 | 0 | 0 | 0 | 0 | 0 | 0 |  | 1175.4846 | 1155.0235 | 1216.3361 | 1288.1905 | 1293.7789 | 1246.3347 | 1393.5953 | 1338.5715 | 1460.25 | 1493.7621 | 1483.9895 | 1564.5831 | 1564.1248 | 1596.5424 | 1636.4363 | 1689.1969 | 1635.2258 | 1720.5779 | 1791.508 | 1881.6287 | 1858.3604 | 1970.0754 | 2036.6137 | 2087.5954 | 2009.7382 | 2133.0592 | 2195.0847 | 2233.148 | 2280.3197 | 2250.5124 | 2215.4045 | 2299.6777 | 2400.6252 | 2546.3814 | 2479.9228 | 2626.9177 | 2612.0478 | 2561.1435 | 2798.1826 | 2751.5266 | 2957.9313 | 2910.2527 | 2949.0511 | 2976.951 | 3089.6954 | 3141.6724 | 3319.2726 | 0 | 0 | 0 | 0 | 0 | 0 | 0 | 0 | 0 | 0 | 0 | 0 | 0 | 0 | 0 | 0 | 0 | 0 |  | 1121.1696 | 1219.418 | 1197.2565 | 1188.5882 | 1248.2342 | 1276.7977 | 1257.2918 | 1311.4095 | 1403.2326 | 1379.9917 | 1401.8419 | 1469.879 | 1497.1795 | 1568.0367 | 1637.5208 | 1687.6169 | 1609.2129 | 1737.1204 | 1738.8544 | 1731.5156 | 1827.4853 | 1906.5144 | 1899.6661 | 1926.281 | 1974.7163 | 2039.7473 | 1993.8329 | 2119.1951 | 2033.19 | 2144.1746 | 2285.4623 | 2321.8576 | 2402.4249 | 2349.628 | 2509.0566 | 2432.0349 | 2552.2056 | 2756.3195 | 2661.7356 | 2779.1991 | 2804.3833 | 2899.2556 | 3029.6647 | 3057.7406 | 3118.6206 | 3231.1194 | 3289.4283 | 0 | 0 | 0 | 0 | 0 | 0 | 0 | 0 | 0 | 0 | 0 | 0 | 0 | 0 | 0 | 0 | 0 | 0
OH-3PH | 5.74% | 5.456% | CS-G34 | Royalton | 205188 | 205188: L.6 P .251X - P166 | 616175 | 0 | 3PH | OH | 2.8 | Zone 1 | 871 | 2073314 | Maineline Feeder backup to BE-G29 | 1877 customers on the BE-G29 would be backed up and 871 on the CS-G34 | BE-G29 | 1877 | 2877907.1646 |  | 2382239.8173 | 495667.3473 | 22260.3839 | 1968.6996 | 0 | 172143.2988 | 6482418.0772 | 216110.295 | 8138087.8151 | 47165.713 | 21697.6465 | 22389.3568 | 22985.9534 | 52627.675 |  |  |  | 224312.7579 | 218821.8011 | 212579.8716 | 206605.2852 | 200878.0299 | 195379.6326 | 190092.9034 | 185001.9351 | 180020.2645 | 175054.2445 | 170088.2246 | 165122.2046 | 160156.1846 | 155190.1646 | 150224.1446 | 145258.1247 | 140292.1047 | 135326.0847 | 130360.0647 | 125394.0448 | 121000.4266 | 117751.3555 | 115074.6861 | 112398.0168 | 109721.3475 | 107044.6782 | 104368.0089 | 101691.3396 | 99014.6703 | 96338.0009 | 93661.3316 | 90984.6623 | 88307.993 | 85631.3237 | 82954.6544 | 80277.9851 | 77601.3157 | 74924.6464 | 72247.9771 | 69571.3078 | 66894.6385 | 64217.9692 | 61541.2999 | 58864.6305 | 56187.9612 | 53511.2919 | 50834.6226 | 48157.9533 | 45481.284 | 42804.6147 | [16 empty] | 33484.0211 | 33484.0211 | 33484.0211 | 33484.0211 | 33484.0211 | 33484.0211 | 33484.0211 | 33484.0211 | 33484.0211 | 33484.0211 | 33484.0211 | 33484.0211 | 33484.0211 | 33484.0211 | 33484.0211 | 33484.0211 | 33484.0211 | 33484.0211 | 33484.0211 | 33484.0211 | 33484.0211 | 33484.0211 | 33484.0211 | 33484.0211 | 33484.0211 | 33484.0211 | 33484.0211 | 33484.0211 | 33484.0211 | 33484.0211 | 33484.0211 | 33484.0211 | 33484.0211 | 33484.0211 | 33484.0211 | 33484.0211 | 33484.0211 | 33484.0211 | 33484.0211 | 33484.0211 | 33484.0211 | 33484.0211 | 33484.0211 | 33484.0211 | 33484.0211 | 33484.0211 | 33484.0211 | 33484.0211 | 33484.0211 | 33484.0211 | [16 empty] | 1052.5115 | 1116.0711 | 1091.0096 | 1198.8285 | 1233.5646 | 1259.7135 | 1222.118 | 1232.9083 | 1278.6373 | 1373.0722 | 1342.1108 | 1346.229 | 1504.798 | 1481.7218 | 1450.6923 | 1491.0435 | 1553.6824 | 1587.9656 | 1659.8908 | 1646.0466 | 1715.0273 | 1808.442 | 1833.8214 | 1892.4906 | 1950.2182 | 1911.2794 | 2052.6883 | 2049.9145 | 2027.4578 | 2084.6682 | 2206.4089 | 2283.6899 | 2251.7232 | 2236.7468 | 2481.4839 | 2564.4278 | 2616.8825 | 2597.8 | 2757.1456 | 2809.0129 | 2683.2215 | 2919.373 | 2827.5862 | 3011.0609 | 2965.7569 | 3061.5211 | 3227.2305 | 0 | 0 | 0 | 0 | 0 | 0 | 0 | 0 | 0 | 0 | 0 | 0 | 0 | 0 | 0 | 0 | 0 | 0 |  | 98.2849 | 100.4472 | 102.6571 | 104.9155 | 107.2237 | 109.5826 | 111.9934 | 114.4572 | 116.9753 | 119.5488 | 122.1788 | 124.8668 | 127.6138 | 130.4213 | 133.2906 | 136.223 | 139.2199 | 142.2827 | 145.413 | 148.6121 | 151.8815 | 155.2229 | 158.6378 | 162.1278 | 165.6947 | 169.3399 | 173.0654 | 176.8729 | 180.7641 | 184.7409 | 188.8052 | 192.9589 | 197.204 | 201.5425 | 205.9764 | 210.5079 | 215.1391 | 219.8721 | 224.7093 | 229.6529 | 234.7053 | 239.8688 | 245.1459 | 250.5391 | 256.051 | 261.6841 | 267.4411 | 0 | 0 | 0 | 0 | 0 | 0 | 0 | 0 | 0 | 0 | 0 | 0 | 0 | 0 | 0 | 0 | 0 | 0 | 0 | 0 | 0 | 0 | 0 | 0 | 0 | 0 | 0 | 0 | 0 | 0 | 0 | 0 | 0 | 0 | 0 | 0 | 0 | 0 | 0 | 0 | 0 | 0 | 0 | 0 | 0 | 0 | 0 | 0 | 0 | 0 | 0 | 0 | 0 | 0 | 0 | 0 | 0 | 0 | 0 | 0 | 0 | 0 | 0 | 0 | 0 | 0 | 0 | 0 | 0 | 0 | 0 | 0 | 0 | 0 | 0 | 0 | 0 | 0 | 0 | 0 | 0 | 0 | 0 | 0 | 0 | 0 | 0 | 0 | 0 | 0 | 0 | 0 | 0 | 0 | 0 | 0 | 0 | 0 | 0 | 0 | 0 | 0 | 0 | 0 | 0 | 0 | 0 | 0 | 0 | 0 | 0 | 0 | 0 | 0 | 0 | 0 | 0 | 0 | 0 | 0 | 0 | 0 | 0 | 0 | 0 | 0 | 0 | 0 | 0 | 0 | 0 | 0 | 0 | 0 | 0 | 0 | 0 | 0 | 0 | 0 | 0 | 0 | 0 | 0 | 0 | 0 | 0 | 0 | 0 | 0 | 0 | 0 | 0 | 0 | 0 | 0 | 0 | 0 | 0 | 0 | 0 | 0 | 0 | 0 | 0 | 0 | 0 | 0 | 0 | 0 | 0 | 0 | 0 | 0 | 0 | 0 | 0 | 0 | 0 | 0 | 0 | 0 | 0 | 0 | 0 | 0 | 0 | 0 | 0 | 0 | 0 | 0 | 0 | 0 | 0 | 0 | 0 | 0 | 0 | 0 | 0 | 0 | 0 | 0 | 0 | 0 | 0 | 0 | 0 | 0 | 0 | 0 | 0 | 0 | 0 | 0 | 0 | 0 | 0 | 0 | 0 | 0 | 0 | 0 | 0 | 0 | 0 | 0 | 0 | 0 | 0 | 0 | 0 | 0 | 0 | 0 | 0 | 0 | 0 | 0 | 0 | 0 | 0 | 0 | 0 | 0 | 0 | 0 | 0 | 0 | 0 | 0 | 0 | 0 | 0 | 0 | 0 | 0 | 0 | 0 | 0 | 0 | 0 | 0 | 0 | 0 | 0 | 0 | 0 | 0 | 0 | 0 | 0 | 0 | 0 | 0 | 0 | 0 | 0 | 0 | 0 | 0 | 0 | 0 | 0 | 0 | 0 | 0 | 0 | 0 | 0 | 0 | 0 | 0 | 0 | 0 | 0 | 0 | 0 | 0 | 0 | 0 | 0 | 0 | 0 | 0 | 0 | 0 | 0 | 0 | 0 | 0 | 0 | 0 | 0 | 0 | 0 | 0 | 0 | 0 | 0 | 0 | 0 | 0 | 0 | 0 | 0 | 0 | 0 | 0 | 0 | 0 | 0 | 0 | 0 | 0 | 0 | 0 | 0 | 0 | 0 | 0 | 0 | 0 | 0 | 0 | 0 | 0 | 0 | 0 | 0 | 0 | 0 | 0 | 0 | 0 | 0 | 0 | 0 | 0 | 0 | 0 | 0 | 0 | 0 | 0 | 0 | 0 | 0 | 0 | 0 | 0 | 0 | 0 | 0 | 0 | 0 | 0 | 0 | 0 | 0 | 0 | 0 | 0 | 0 | 0 | 0 | 0 | 0 | 0 | 0 | 0 | 0 | 0 | 0 | 0 | 0 | 0 | 0 | 0 | 0 | 0 | 0 | 0 | 0 | 0 | 0 | 0 | 0 | 0 | 0 | 0 | 0 | 0 | 0 | 2511.2832 | 2552.6567 | 2508.4466 | 2542.3327 | 2611.5544 | 2666.8914 | 2720.2293 | 2774.6338 | 2830.1265 | 2886.729 | 2944.4636 | 3003.3529 | 3063.42 | 3124.6884 | 3187.1821 | 3250.9258 | 3315.9443 | 3382.2632 | 3449.9084 | 3518.9066 | 3589.2847 | 3661.0704 | 3734.2918 | 3808.9777 | 3885.1572 | 3962.8604 | 4042.1176 | 4122.9599 | 4205.4191 | 4289.5275 | 4375.3181 | 4471.5751 | 4569.9497 | 4670.4886 | 4773.2393 | 4878.2506 | 4985.5721 | 5095.2547 | 5207.3503 | 5321.912 | 5438.9941 | 5558.652 | 5680.9423 | 5805.923 | 5933.6533 | 6064.1937 | 6197.606 | 0 | 0 | 0 | 0 | 0 | 0 | 0 | 0 | 0 | 0 | 0 | 0 | 0 | 0 | 0 | 0 | 0 | 0 | 0 |  | 10789.0452 | 11026.4042 | 11268.9851 | 11516.9028 | 11770.2747 | 12029.2207 | 12293.8636 | 12564.3286 | 12840.7438 | 13123.2402 | 13411.9514 | 13707.0144 | 14008.5687 | 14316.7572 | 14631.7259 | 14953.6238 | 15282.6035 | 15618.8208 | 15962.4349 | 16313.6085 | 16672.5078 | 17039.303 | 17414.1677 | 17797.2794 | 18188.8195 | 18588.9735 | 18997.931 | 19415.8854 | 19843.0349 | 20279.5817 | 20725.7325 | 21181.6986 | 21647.696 | 22123.9453 | 22610.6721 | 23108.1069 | 23616.4852 | 24136.0479 | 24667.0409 | 25209.7158 | 25764.3296 | 26331.1448 | 26910.43 | 27502.4595 | 28107.5136 | 28725.8789 | 29357.8482 | 0 | 0 | 0 | 0 | 0 | 0 | 0 | 0 | 0 | 0 | 0 | 0 | 0 | 0 | 0 | 0 | 0 | 0 | 0 |  | 406284.1969 | 415222.4492 | 424357.3431 | 433693.2046 | 443234.4551 | 452985.6132 | 462951.2966 | 473136.2252 | 483545.2221 | 494183.217 | 505055.2478 | 516166.4632 | 527522.1254 | 539127.6122 | 550988.4197 | 563110.1649 | 575498.5885 | 588159.5575 | 601099.0677 | 614323.2472 | 627838.3587 | 641650.8026 | 655767.1202 | 670193.9969 | 684938.2648 | 700006.9066 | 715407.0586 | 731146.0138 | 747231.2261 | 763670.3131 | 780471.06 | 797641.4233 | 815189.5346 | 833123.7044 | 851452.4259 | 870184.3793 | 889328.4356 | 908893.6612 | 928889.3217 | 949324.8868 | 970210.0343 | 991554.6551 | 1013368.8575 | 1035662.9724 | 1058447.5578 | 1081733.404 | 1105531.5389 | 0 | 0 | 0 | 0 | 0 | 0 | 0 | 0 | 0 | 0 | 0 | 0 | 0 | 0 | 0 | 0 | 0 | 0 | 0 | 2627.3731 | 2685.1753 | 2744.2491 | 2804.6226 | 2866.3243 | 2929.3834 | 2993.8299 | 3059.6941 | 3127.0074 | 3195.8016 | 3266.1092 | 3337.9636 | 3411.3988 | 3486.4496 | 3563.1515 | 3641.5408 | 3721.6547 | 3803.5311 | 3887.2088 | 3972.7274 | 4060.1274 | 4149.4502 | 4240.7381 | 4334.0343 | 4429.3831 | 4526.8295 | 4626.4197 | 4728.201 | 4832.2214 | 4938.5303 | 5047.1779 | 5158.2159 | 5271.6966 | 5387.6739 | 5506.2028 | 5627.3392 | 5751.1407 | 5877.6658 | 6006.9744 | 6139.1279 | 6274.1887 | 6412.2208 | 6553.2897 | 6697.462 | 6844.8062 | 6995.392 | 7149.2906 | 0 | 0 | 0 | 0 | 0 | 0 | 0 | 0 | 0 | 0 | 0 | 0 | 0 | 0 | 0 | 0 | 0 | 0 | 0 |  | 1092.4141 | 1128.1974 | 1203.9865 | 1218.4651 | 1181.0822 | 1213.6329 | 1276.8085 | 1302.7901 | 1328.7928 | 1397.0915 | 1449.1344 | 1447.5606 | 1511.2472 | 1462.5974 | 1581.503 | 1569.6644 | 1673.119 | 1633.4814 | 1639.1724 | 1761.036 | 1794.1838 | 1860.0007 | 1952.5883 | 1889.9949 | 1937.8573 | 2058.5108 | 2021.0596 | 2068.7808 | 2145.3633 | 2273.9432 | 2226.548 | 2231.4272 | 2341.1146 | 2485.4043 | 2481.695 | 2640.6573 | 2694.7118 | 2754.1534 | 2673.3979 | 2912.6535 | 2792.2371 | 3069.4183 | 2921.0504 | 3182.6147 | 3139.469 | 3182.8397 | 3319.9741 | 0 | 0 | 0 | 0 | 0 | 0 | 0 | 0 | 0 | 0 | 0 | 0 | 0 | 0 | 0 | 0 | 0 | 0 |  | 1097.119 | 1078.0219 | 1135.247 | 1202.3111 | 1207.527 | 1163.2457 | 1300.689 | 1249.3334 | 1362.9 | 1394.178 | 1385.0569 | 1460.2776 | 1459.8498 | 1490.1062 | 1527.3406 | 1576.5838 | 1526.2108 | 1605.8727 | 1672.0741 | 1756.1868 | 1734.4697 | 1838.737 | 1900.8394 | 1948.4224 | 1875.7557 | 1990.8553 | 2048.7457 | 2084.2715 | 2128.2984 | 2100.4782 | 2067.7109 | 2146.3658 | 2240.5835 | 2376.6227 | 2314.5946 | 2451.7899 | 2437.9113 | 2390.4006 | 2611.6371 | 2568.0915 | 2760.7358 | 2716.2358 | 2752.4477 | 2778.4876 | 2883.7157 | 2932.2276 | 3097.9877 | 0 | 0 | 0 | 0 | 0 | 0 | 0 | 0 | 0 | 0 | 0 | 0 | 0 | 0 | 0 | 0 | 0 | 0 |  | 1046.425 | 1138.1234 | 1117.4394 | 1109.349 | 1165.0185 | 1191.6778 | 1173.4723 | 1223.9822 | 1309.6837 | 1287.9923 | 1308.3857 | 1371.8871 | 1397.3675 | 1463.5009 | 1528.3527 | 1575.1091 | 1501.932 | 1621.3124 | 1622.9308 | 1616.0812 | 1705.6529 | 1779.4134 | 1773.0217 | 1797.8623 | 1843.0685 | 1903.7642 | 1860.9107 | 1977.9155 | 1897.644 | 2001.2296 | 2133.0981 | 2167.0671 | 2242.2632 | 2192.9862 | 2341.7861 | 2269.8992 | 2382.0586 | 2572.5649 | 2484.2866 | 2593.9192 | 2617.4244 | 2705.9719 | 2827.6871 | 2853.8912 | 2910.7125 | 3015.7114 | 3070.1331 | 0 | 0 | 0 | 0 | 0 | 0 | 0 | 0 | 0 | 0 | 0 | 0 | 0 | 0 | 0 | 0 | 0 | 0
OH-3PH | 3.877% | 3.702% | CS-G34 | Royalton | 205534 | 205534: L6 P126 to P66 | 615615 | 617660 | 3PH | OH | 1.9 | Zone 1 | 244 | 1400395 |  |  | BE-G29 | 1877 | 1943847.774 |  | 1609055.227 | 334792.547 | 15105.2605 | 551.5071 | 0 | 48223.8403 | 1815970.1617 | 0 | 0 | 32005.3052 | 14723.403 | 15192.7779 | 15597.6112 | 35711.6366 |  |  |  | 151509.3539 | 147800.5532 | 143584.517 | 139549.0545 | 135680.6488 | 131966.8225 | 128395.9648 | 124957.3316 | 121592.5221 | 118238.2836 | 114884.0452 | 111529.8067 | 108175.5683 | 104821.3298 | 101467.0914 | 98112.8529 | 94758.6144 | 91404.376 | 88050.1375 | 84695.8991 | 81728.2825 | 79533.7365 | 77725.8124 | 75917.8884 | 74109.9643 | 72302.0402 | 70494.1161 | 68686.192 | 66878.2679 | 65070.3438 | 63262.4197 | 61454.4956 | 59646.5716 | 57838.6475 | 56030.7234 | 54222.7993 | 52414.8752 | 50606.9511 | 48799.027 | 46991.1029 | 45183.1788 | 43375.2548 | 41567.3307 | 39759.4066 | 37951.4825 | 36143.5584 | 34335.6343 | 32527.7102 | 30719.7861 | 28911.862 | [16 empty] | 22616.3793 | 22616.3793 | 22616.3793 | 22616.3793 | 22616.3793 | 22616.3793 | 22616.3793 | 22616.3793 | 22616.3793 | 22616.3793 | 22616.3793 | 22616.3793 | 22616.3793 | 22616.3793 | 22616.3793 | 22616.3793 | 22616.3793 | 22616.3793 | 22616.3793 | 22616.3793 | 22616.3793 | 22616.3793 | 22616.3793 | 22616.3793 | 22616.3793 | 22616.3793 | 22616.3793 | 22616.3793 | 22616.3793 | 22616.3793 | 22616.3793 | 22616.3793 | 22616.3793 | 22616.3793 | 22616.3793 | 22616.3793 | 22616.3793 | 22616.3793 | 22616.3793 | 22616.3793 | 22616.3793 | 22616.3793 | 22616.3793 | 22616.3793 | 22616.3793 | 22616.3793 | 22616.3793 | 22616.3793 | 22616.3793 | 22616.3793 | [16 empty] | 714.2042 | 757.334 | 740.3279 | 813.4907 | 837.0617 | 854.8056 | 829.2944 | 836.6164 | 867.6467 | 931.7275 | 910.718 | 913.5125 | 1021.1129 | 1005.4541 | 984.3984 | 1011.7795 | 1054.2845 | 1077.5481 | 1126.3545 | 1116.9602 | 1163.7685 | 1227.1571 | 1244.3788 | 1284.19 | 1323.3624 | 1296.9396 | 1392.8956 | 1391.0134 | 1375.7749 | 1414.5963 | 1497.2061 | 1549.6467 | 1527.955 | 1517.7925 | 1683.8641 | 1740.1474 | 1775.7417 | 1762.7929 | 1870.9202 | 1906.1159 | 1820.7574 | 1981.0031 | 1918.7192 | 2043.2199 | 2012.4779 | 2077.4607 | 2189.9064 | 0 | 0 | 0 | 0 | 0 | 0 | 0 | 0 | 0 | 0 | 0 | 0 | 0 | 0 | 0 | 0 | 0 | 0 |  | 27.5333 | 28.1391 | 28.7581 | 29.3908 | 30.0374 | 30.6982 | 31.3736 | 32.0638 | 32.7692 | 33.4901 | 34.2269 | 34.9799 | 35.7495 | 36.5359 | 37.3397 | 38.1612 | 39.0008 | 39.8588 | 40.7357 | 41.6318 | 42.5477 | 43.4838 | 44.4404 | 45.4181 | 46.4173 | 47.4385 | 48.4822 | 49.5488 | 50.6388 | 51.7529 | 52.8915 | 54.0551 | 55.2443 | 56.4597 | 57.7018 | 58.9712 | 60.2686 | 61.5945 | 62.9496 | 64.3345 | 65.7498 | 67.1963 | 68.6746 | 70.1855 | 71.7295 | 73.3076 | 74.9204 | 0 | 0 | 0 | 0 | 0 | 0 | 0 | 0 | 0 | 0 | 0 | 0 | 0 | 0 | 0 | 0 | 0 | 0 | 0 | 0 | 0 | 0 | 0 | 0 | 0 | 0 | 0 | 0 | 0 | 0 | 0 | 0 | 0 | 0 | 0 | 0 | 0 | 0 | 0 | 0 | 0 | 0 | 0 | 0 | 0 | 0 | 0 | 0 | 0 | 0 | 0 | 0 | 0 | 0 | 0 | 0 | 0 | 0 | 0 | 0 | 0 | 0 | 0 | 0 | 0 | 0 | 0 | 0 | 0 | 0 | 0 | 0 | 0 | 0 | 0 | 0 | 0 | 0 | 0 | 0 | 0 | 0 | 0 | 0 | 0 | 0 | 0 | 0 | 0 | 0 | 0 | 0 | 0 | 0 | 0 | 0 | 0 | 0 | 0 | 0 | 0 | 0 | 0 | 0 | 0 | 0 | 0 | 0 | 0 | 0 | 0 | 0 | 0 | 0 | 0 | 0 | 0 | 0 | 0 | 0 | 0 | 0 | 0 | 0 | 0 | 0 | 0 | 0 | 0 | 0 | 0 | 0 | 0 | 0 | 0 | 0 | 0 | 0 | 0 | 0 | 0 | 0 | 0 | 0 | 0 | 0 | 0 | 0 | 0 | 0 | 0 | 0 | 0 | 0 | 0 | 0 | 0 | 0 | 0 | 0 | 0 | 0 | 0 | 0 | 0 | 0 | 0 | 0 | 0 | 0 | 0 | 0 | 0 | 0 | 0 | 0 | 0 | 0 | 0 | 0 | 0 | 0 | 0 | 0 | 0 | 0 | 0 | 0 | 0 | 0 | 0 | 0 | 0 | 0 | 0 | 0 | 0 | 0 | 0 | 0 | 0 | 0 | 0 | 0 | 0 | 0 | 0 | 0 | 0 | 0 | 0 | 0 | 0 | 0 | 0 | 0 | 0 | 0 | 0 | 0 | 0 | 0 | 0 | 0 | 0 | 0 | 0 | 0 | 0 | 0 | 0 | 0 | 0 | 0 | 0 | 0 | 0 | 0 | 0 | 0 | 0 | 0 | 0 | 0 | 0 | 0 | 0 | 0 | 0 | 0 | 0 | 0 | 0 | 0 | 0 | 0 | 0 | 0 | 0 | 0 | 0 | 0 | 0 | 0 | 0 | 0 | 0 | 0 | 0 | 0 | 0 | 0 | 0 | 0 | 0 | 0 | 0 | 0 | 0 | 0 | 0 | 0 | 0 | 0 | 0 | 0 | 0 | 0 | 0 | 0 | 0 | 0 | 0 | 0 | 0 | 0 | 0 | 0 | 0 | 0 | 0 | 0 | 0 | 0 | 0 | 0 | 0 | 0 | 0 | 0 | 0 | 0 | 0 | 0 | 0 | 0 | 0 | 0 | 0 | 0 | 0 | 0 | 0 | 0 | 0 | 0 | 0 | 0 | 0 | 0 | 0 | 0 | 0 | 0 | 0 | 0 | 0 | 0 | 0 | 0 | 0 | 0 | 0 | 0 | 0 | 0 | 0 | 0 | 0 | 0 | 0 | 0 | 0 | 0 | 0 | 0 | 0 | 0 | 0 | 0 | 0 | 0 | 0 | 0 | 0 | 0 | 0 | 0 | 0 | 0 | 0 | 0 | 0 | 0 | 0 | 0 | 0 | 0 | 0 | 0 | 0 | 0 | 0 | 0 | 0 | 0 | 0 | 0 | 0 | 0 | 0 | 0 | 0 | 0 | 0 | 0 | 0 | 0 | 0 | 0 | 0 | 0 | 0 | 0 | 0 | 0 | 0 | 0 | 0 | 0 | 0 | 0 | 0 | 0 | 0 | 1704.085 | 1732.1599 | 1702.1602 | 1725.1544 | 1772.1262 | 1809.6763 | 1845.8699 | 1882.7872 | 1920.443 | 1958.8519 | 1998.0289 | 2037.9895 | 2078.7493 | 2120.3242 | 2162.7307 | 2205.9853 | 2250.105 | 2295.1071 | 2341.0093 | 2387.8295 | 2435.5861 | 2484.2978 | 2533.9837 | 2584.6634 | 2636.3567 | 2689.0838 | 2742.8655 | 2797.7228 | 2853.6773 | 2910.7508 | 2968.9658 | 3034.2831 | 3101.0373 | 3169.2601 | 3238.9838 | 3310.2415 | 3383.0668 | 3457.4943 | 3533.5591 | 3611.2974 | 3690.746 | 3771.9424 | 3854.9251 | 3939.7335 | 4026.4076 | 4114.9886 | 4205.5183 | 0 | 0 | 0 | 0 | 0 | 0 | 0 | 0 | 0 | 0 | 0 | 0 | 0 | 0 | 0 | 0 | 0 | 0 | 0 |  | 0 | 0 | 0 | 0 | 0 | 0 | 0 | 0 | 0 | 0 | 0 | 0 | 0 | 0 | 0 | 0 | 0 | 0 | 0 | 0 | 0 | 0 | 0 | 0 | 0 | 0 | 0 | 0 | 0 | 0 | 0 | 0 | 0 | 0 | 0 | 0 | 0 | 0 | 0 | 0 | 0 | 0 | 0 | 0 | 0 | 0 | 0 | 0 | 0 | 0 | 0 | 0 | 0 | 0 | 0 | 0 | 0 | 0 | 0 | 0 | 0 | 0 | 0 | 0 | 0 | 0 |  | 0 | 0 | 0 | 0 | 0 | 0 | 0 | 0 | 0 | 0 | 0 | 0 | 0 | 0 | 0 | 0 | 0 | 0 | 0 | 0 | 0 | 0 | 0 | 0 | 0 | 0 | 0 | 0 | 0 | 0 | 0 | 0 | 0 | 0 | 0 | 0 | 0 | 0 | 0 | 0 | 0 | 0 | 0 | 0 | 0 | 0 | 0 | 0 | 0 | 0 | 0 | 0 | 0 | 0 | 0 | 0 | 0 | 0 | 0 | 0 | 0 | 0 | 0 | 0 | 0 | 0 | 1782.8603 | 1822.0832 | 1862.169 | 1903.1368 | 1945.0058 | 1987.7959 | 2031.5274 | 2076.221 | 2121.8979 | 2168.5796 | 2216.2884 | 2265.0467 | 2314.8778 | 2365.8051 | 2417.8528 | 2471.0455 | 2525.4085 | 2580.9675 | 2637.7488 | 2695.7793 | 2755.0864 | 2815.6983 | 2877.6437 | 2940.9519 | 3005.6528 | 3071.7772 | 3139.3563 | 3208.4221 | 3279.0074 | 3351.1455 | 3424.8707 | 3500.2179 | 3577.2227 | 3655.9216 | 3736.3519 | 3818.5516 | 3902.5597 | 3988.4161 | 4076.1612 | 4165.8368 | 4257.4852 | 4351.1498 | 4446.8751 | 4544.7064 | 4644.6899 | 4746.8731 | 4851.3043 | 0 | 0 | 0 | 0 | 0 | 0 | 0 | 0 | 0 | 0 | 0 | 0 | 0 | 0 | 0 | 0 | 0 | 0 | 0 |  | 741.281 | 765.5626 | 816.9909 | 826.8156 | 801.4487 | 823.5366 | 866.4058 | 884.0361 | 901.6808 | 948.0264 | 983.3412 | 982.2733 | 1025.4892 | 992.4768 | 1073.1627 | 1065.1294 | 1135.3308 | 1108.4338 | 1112.2956 | 1194.9887 | 1217.4818 | 1262.1433 | 1324.9706 | 1282.4966 | 1314.9746 | 1396.8466 | 1371.4333 | 1403.8155 | 1455.7822 | 1543.0329 | 1510.8719 | 1514.1827 | 1588.6135 | 1686.5243 | 1684.0073 | 1791.8746 | 1828.5544 | 1868.8898 | 1814.0915 | 1976.4435 | 1894.7323 | 2082.8195 | 1982.1413 | 2159.6314 | 2130.3539 | 2159.7841 | 2252.8396 | 0 | 0 | 0 | 0 | 0 | 0 | 0 | 0 | 0 | 0 | 0 | 0 | 0 | 0 | 0 | 0 | 0 | 0 |  | 744.4736 | 731.5149 | 770.3462 | 815.854 | 819.3933 | 789.3453 | 882.6104 | 847.762 | 924.825 | 946.0494 | 939.86 | 990.9026 | 990.6124 | 1011.1435 | 1036.4097 | 1069.8247 | 1035.643 | 1089.6993 | 1134.6217 | 1191.6982 | 1176.9616 | 1247.7144 | 1289.8553 | 1322.1438 | 1272.8342 | 1350.9375 | 1390.2203 | 1414.3271 | 1444.2025 | 1425.3245 | 1403.0895 | 1456.4625 | 1520.3959 | 1612.7082 | 1570.6178 | 1663.7146 | 1654.2969 | 1622.0575 | 1772.1823 | 1742.6335 | 1873.3565 | 1843.16 | 1867.7324 | 1885.4023 | 1956.8071 | 1989.7258 | 2102.206 | 0 | 0 | 0 | 0 | 0 | 0 | 0 | 0 | 0 | 0 | 0 | 0 | 0 | 0 | 0 | 0 | 0 | 0 |  | 710.0741 | 772.2981 | 758.2624 | 752.7725 | 790.5483 | 808.6385 | 796.2848 | 830.5594 | 888.714 | 873.9947 | 887.8332 | 930.9234 | 948.2137 | 993.0899 | 1037.0965 | 1068.824 | 1019.1681 | 1100.1763 | 1101.2744 | 1096.6265 | 1157.4073 | 1207.4591 | 1203.1219 | 1219.978 | 1250.6537 | 1291.84 | 1262.7608 | 1342.1569 | 1287.687 | 1357.9772 | 1447.4595 | 1470.5098 | 1521.5357 | 1488.0978 | 1589.0692 | 1540.2887 | 1616.3969 | 1745.669 | 1685.7659 | 1760.1594 | 1776.1094 | 1836.1952 | 1918.7877 | 1936.569 | 1975.1264 | 2046.3756 | 2083.3046 | 0 | 0 | 0 | 0 | 0 | 0 | 0 | 0 | 0 | 0 | 0 | 0 | 0 | 0 | 0 | 0 | 0 | 0
[21 empty] | UCT/TRC | UCT/TRC | UCT/TRC | UCT/TRC | UCT/TRC | TRC only | TRC only | TRC only | TRC only | UCT/TRC
Net Incremental Cost and Benefit Summary by Feeder | [20 empty] | COST | COST | BENEFIT | BENEFIT | BENEFIT | BENEFIT | BENEFIT | BENEFIT | BENEFIT | BENEFIT
[21 empty] | Mitigation - Baseline | Mitigation - Baseline | Baseline - Mitigation | Baseline - Mitigation | Baseline - Mitigation | Baseline - Mitigation | Baseline - Mitigation | Mitigation - Baseline | Mitigation - Baseline | Mitigation - Baseline | ssp 126 | ssp 245 | ssp 585
Lookup | CAPEX % (per project type) | Line miles | Circuit | District | Project | Name | Start Tag | Protective device | Phase | OH/UG | Distance | Zone | Customers on project | Construction Cost Estimate (fully loaded) | Feeder Backup? | Customers on feeder backup | Feeder Backed Up | Customers Backed Up on Other Feeder | NPV Total Incremental Net Costs | NPV Total Incremental Net Benefits (UCT) | NPV Utility CAPEX | NPV Net New Property Tax | NPV Utility Storm Damage Restoration Costs (ssp 370) | NPV Utility Non-Storm Damage Restoration Costs | NPV Utility O&M Costs | NPV Customer Cost of Outages - Res | NPV Customer Cost of Outages - Nonres | NPV Feeder Backup Value - Baseline - Res | NPV Feeder Backup Value - Baseline - NonRes | Value of Decreased Line Losses - Line Capacity Improvements | Storm outages - sensitivity | Storm outages - sensitivity | Storm outages - sensitivity | Worker Safety | NPV Total Incremental Net Benefits (TRC)
OH-3PH | TRUE | 2.338% | CV-G65 | Springfield | 175351 | 175351: Cavendish line 2 | 520170 | Sub Breaker | 3PH | OH | 1.2 | Zone 1 | 331 | 917484 | Main line feed backs up BV-G44 | 339 Customers on CV-G65 and 792 on BV-G44 | BV-G44 | 792 | 207489.7379 | 61383.3281 | 170922.3766 | 36567.3614 | 27455.3211 | 5194.3689 | 0 | 71293.9923 | 1523526.7339 | 894082.7736 | 19106224.2882 | 6178.9202 | 26871.2777 | 27605.7297 | 28271.2055 | 22554.7178 | 21633956.3983
OH-3PH | TRUE | 4.677% | EL-G40 | White River Jct | 197817 | 197817: ELY-129 G40 Zone 1 LC | 620436 | 0 | 3PH | OH | 2.4 | Zone 2 | 1015 | 1782012 |  |  |  |  | 403003.4343 | 124208.5585 | 331979.3327 | 71024.1016 | 54910.6423 | 11830.6402 | 0 | 126889.0879 | 4048261.2357 | 0 | 0 | 12357.8404 | 53742.5555 | 55211.4594 | 56542.411 | 45109.4357 | 4254249.4464
OH-3PH | TRUE | 6.43% | DM-G6 | Brattleboro | 199297 | 199297: L66 P15-1 to L62 P140 | 554333 | 554331 | 3PH | OH | 3.3 | Zone 2 | 254 | 2456234 |  |  |  |  | 555479.277 | 215145.5431 | 457583.2959 | 97895.9811 | 75502.1331 | 60625.9054 | 0 | 87720.1476 | 1914779.1573 | 0 | 0 | 16992.0305 | 73896.0138 | 75915.7567 | 77745.8152 | 62025.4741 | 2155619.374
UG-1PH | TRUE | 2.419% | SH-G35 | Royalton | 199309 | 199309: Fay Brook Rd. | 599580 | 476994 | 1PH | UG | 1.2 | Zone 3 | 210 | 694311 |  |  |  |  | 157018.9861 | 99338.7556 | 129346.4368 | 27672.5493 | 30607.1608 | 14674.1382 | 15377.2255 | 55354.4156 | 1568375.1077 | 0 | 0 | 1499.7682 | 29933.9516 | 30735.6117 | 31502.8035 | 37180.4629 | 1685887.816
UG-1PH | TRUE | 3.024% | SH-G35 | Royalton | 199373 | 199373: FAY BROOK RD P.44 -P.75 | 617377 | 476994 | 1PH | UG | 1.5 | Zone 3 | 135 | 867921 |  |  |  |  | 196281.026 | 115264.1463 | 161689.054 | 34591.972 | 38258.951 | 9433.3746 | 19221.5318 | 35584.9814 | 1008241.1407 | 0 | 0 | 1874.7103 | 37417.4395 | 38419.5146 | 39378.5043 | 46475.5786 | 1112614.6899
OH-3PH | TRUE | 5.846% | EL-G40 | White River Jct | 199494 | 199494: L3P52 | 619216 | 620436 | 3PH | OH | 3 | Zone 2 | 840 | 2227005 |  |  |  |  | 503638.9559 | 150263.2726 | 414879.1556 | 88759.8003 | 68638.3028 | 9790.8747 | 0 | 105011.6589 | 3350285.1605 | 0 | 0 | 15447.3005 | 67178.1943 | 69014.3243 | 70678.0138 | 56386.7946 | 3549173.2974
UG-1PH | TRUE | 6.048% | SH-G35 | Royalton | 199498 | 199498: Brk Rd. P.75-L.81P.76 | 617059 | 476994, 618154 | 1PH | UG | 3 | Zone 3 | 107 | 1735452 |  |  |  |  | 392473.8532 | 219138.3663 | 323305.453 | 69168.4002 | 76517.902 | 7476.8228 | 38443.0637 | 28204.3927 | 799124.4597 | 0 | 0 | 3749.4206 | 74834.8791 | 76839.0292 | 78757.0086 | 92951.1571 | 953516.0615
UG-1PH | TRUE | 3.427% | SH-G35 | Royalton | 199569 | 199569: Brook Rd. P.76 to 50X | 618225 | 618154 | 1PH | UG | 1.7 | Zone 3 | 42 | 978528 |  |  |  |  | 221294.8872 | 122876.3689 | 182294.5482 | 39000.339 | 43360.1445 | 2934.8276 | 21784.4028 | 11070.8831 | 313675.0215 | 0 | 0 | 2124.6717 | 42406.4315 | 43542.1165 | 44628.9716 | 52672.3224 | 394949.9512
OH-1PH | TRUE | 12.53% | DM-G6 | Brattleboro | 199616 | 199616: Newfane L66 P1-105 | 556104 | 0 | 1PH | OH | 2.5 | Zone 3 | 363 | 1258653 |  |  |  |  | 284645.3792 | 118481.4447 | 234480.3419 | 50165.0373 | 57198.5857 | 14047.7975 | 0 | 63095.9938 | 1377276.4536 | 0 | 0 | 246.066 | 55981.8286 | 57511.9369 | 58898.3448 | 46988.9955 | 1511864.8966
OH-1PH | TRUE | 23.81% | DM-G6 | Brattleboro | 199621 | 199621: Brookline L62 P140-195 | 472083 | 0 | 1PH | OH | 4.75 | Zone 3 | 43 | 2385224 |  |  |  |  | 539420.3089 | 200087.9939 | 444354.5116 | 95065.7973 | 108677.3128 | 1664.0642 | 0 | 7474.1811 | 163148.4504 | 0 | 0 | 467.5255 | 106365.4744 | 109272.6801 | 111906.8552 | 89279.0915 | 281431.534
OH-3PH | TRUE | 2.923% | BV-G44 | Springfield | 199623 | 199623: BV Sub to L4 P126 | Sub breaker | 0 | 3PH | OH | 1.5 | Zone 1 | 797 | 1109903 | Main line feed that backs up to CV-G65 | 339 Customers on CV-G65 and 792 on BV-G44 |  |  | 251005.4482 | 107839.0204 | 206769.0102 | 44236.438 | 34319.1514 | 37602.8214 | 0 | 187509.2934 | 5756067.2225 | 0 | 0 | 7723.6502 | 33589.0972 | 34507.1621 | 35339.0069 | 28193.3973 | 6023222.139
OH-3PH | TRUE | 4.092% | BV-G44 | Springfield | 199973 | 199973: L41 VT Route 106 - Spacer | 526376 | 0 | 3PH | OH | 2.1 | Zone 1 | 197 | 1553533 | Main line feed that backs up to CV-G65 | 339 Customers on CV-G65 and 792 on BV-G44 | CV-G65 | 339 | 351332.7263 | 107625.2279 | 289414.9134 | 61917.8129 | 48046.812 | 9294.5493 | 0 | 46347.9684 | 1422766.9295 | 264872.4883 | 8130924.1806 | 10813.1103 | 47024.736 | 48310.027 | 49474.6096 | 39470.7562 | 9933066.0384
UG-1PH | TRUE | 3.831% | CV-G65 | Springfield | 201142 | 201142: L208 HIGH ST. - CIC |  |  | 1PH | UG | 1.9 | Zone 3 | 122 | 1076503 |  |  |  |  | 243452.0116 | 140649.3373 | 200546.7683 | 42905.2433 | 48461.338 | 6597.0265 | 24347.2737 | 19647.8844 | 419868.1559 | 0 | 0 | 2374.633 | 47395.4234 | 48664.7185 | 49879.4388 | 58869.0662 | 521296.3114
UG-1PH | TRUE | 8.569% | DM-G6 | Brattleboro | 201143 | 201143: L61 DOVER RD. - CIC | 498311 | 0 | 1PH | UG | 4.25 | Zone 3 | 170 | 2458013 |  |  |  |  | 555881.5993 | 307389.7116 | 457914.7141 | 97966.8852 | 108400.3612 | 7535.8584 | 54461.0069 | 33912.1188 | 740242.9209 | 0 | 0 | 5311.6792 | 106016.0787 | 108855.2914 | 111572.4289 | 131680.8059 | 949863.9455
UG-1PH | TRUE | 8.77% | DM-G6 | Brattleboro | 201149 | 201149: L6 VT RT 30 - CIC | 476653 | 0 | 1PH | UG | 4.35 | Zone 3 | 194 | 2515767 |  |  |  |  | 568942.7124 | 315508.9823 | 468673.9763 | 100268.7361 | 110950.958 | 8599.7443 | 55742.4424 | 38699.7121 | 844747.8039 | 0 | 0 | 5436.6599 | 108510.5747 | 111416.5923 | 114197.6625 | 134779.1778 | 1064177.3204
OH-1PH | TRUE | 26.07% | CH-G11 | Springfield | 201152 | 201152: L342 TOWNSHEND RD | 488351 | 0 | 1PH | OH | 5.2 | Zone 3 | 73 | 2617704 |  |  |  |  | 591995.8462 | 229177.4886 | 487664.2958 | 104331.5504 | 118973.0582 | 11955.5023 | 0 | 37569.4502 | 1140982.0313 | 0 | 0 | 511.8173 | 116442.2035 | 119624.8287 | 122508.5572 | 97737.1107 | 1309991.8595
UG-1PH | TRUE | 3.024% | BV-G43 | Springfield | 201153 | 201153: L438 BROWNSVILLE - CIC | 0 | 0 | 1PH | UG | 1.5 | Zone 3 | 165 | 1442345 |  |  |  |  | 326187.4715 | 111556.5726 | 268701.1819 | 57486.2895 | 38258.951 | 5725.8008 | 19221.5318 | 26093.6008 | 701734.455 | 0 | 0 | 1874.7103 | 37417.4395 | 38419.5146 | 39378.5043 | 46475.5786 | 792909.0497
OH-3PH | TRUE | 10.72% | CV-G65 | Springfield | 202178 | 202178: CV-G65 L2P206 | 521921 | 654678 | 3PH | OH | 5.5 | Zone 1 | 173 | 4138361 | Main line feed backs up BV-G44 | 339 Customers on CV-G65 and 792 on BV-G44 |  |  | 935893.6389 | 260247.6112 | 770954.5858 | 164939.0531 | 125836.8885 | 2714.8816 | 0 | 37262.419 | 796284.3654 | 0 | 0 | 28320.0509 | 123160.0229 | 126526.2612 | 129576.3586 | 103375.7901 | 990418.6054
OH-3PH | TRUE | 7.21% | BV-G43 | Springfield | 203031 | 203031: L43 P57 BV-G43 Mainline | Sub | 0 | 3PH | OH | 3.7 | Zone 1 | 716 | 2754059 |  |  |  |  | 622832.6382 | 223649.9726 | 513066.5052 | 109766.133 | 84653.9068 | 50400.6818 | 0 | 229170.6443 | 6163079.5469 | 0 | 0 | 19051.6706 | 82853.1063 | 85117.6666 | 87169.5503 | 69543.7134 | 6546356.4504
OH-3PH | TRUE | 5.261% | CS-G34 | Royalton | 203325 | 203325: Chelsea L6 Zone 2 L6 P327 | 0 | 0 | 3PH | OH | 2.7 | Zone 1 | 569 | 2009727 | Maineline Feeder backup to BE-G29 | 1877 customers on the BE-G29 would be backed up and 871 on the CS-G34 |  |  | 454501.363 | 127529.4121 | 374401.4229 | 80099.9402 | 61774.4725 | 1104.254 | 0 | 95235.7861 | 3586303.8832 | 0 | 0 | 13902.5704 | 60460.3749 | 62112.8918 | 63610.2124 | 50748.1152 | 3758320.9663
OH-3PH | TRUE | 2.923% | TH-G16 | White River Jct | 203716 | 203716: RTE 5 L1 P.137 (tag: 4902 | Sub Breaker | 0 | 3PH | OH | 1.5 | Zone 1 | 123 | 1110638 | Main line backs up EL-G40 | 1005 Customers on the EL-G40 and 1010 on the TH-G16 | EL-G40 | 1005 | 251171.669 | 77948.8965 | 206905.9367 | 44265.7323 | 34319.1514 | 7712.6976 | 0 | 35614.228 | 1111831.6819 | 1222856.8337 | 38176061.7758 | 7723.6502 | 33589.0972 | 34507.1621 | 35339.0069 | 28193.3973 | 40596120.0186
OH-3PH | TRUE | 1.559% | TH-G16 | White River Jct | 203723 | 203723: RTE 113 L1 Start at P.156 | 618564 | 619011 | 3PH | OH | 0.8 | Zone 2 | 830 | 587651 |  |  |  |  | 132897.7421 | 54660.7632 | 109476.2476 | 23421.4945 | 18303.5474 | 17201.4571 | 0 | 79429.6173 | 2479693.365 | 0 | 0 | 4119.2801 | 17914.1852 | 18403.8198 | 18847.4703 | 15036.4786 | 2598747.2669
OH-3PH | TRUE | 4.189% | TH-G16 | White River Jct | 203724 | 203724: RTE 113 L1 P.217 | 653643 | 619011 | 3PH | OH | 2.15 | Zone 1 | 746 | 1591909 | Main line backs up EL-G40 | 1005 Customers on the EL-G40 and 1010 on the TH-G16 | EL-G41 | 722 | 360011.4893 | 147449.7094 | 296564.1576 | 63447.3317 | 49190.7837 | 46777.8242 | 0 | 216001.7408 | 6743304.3468 | 185292.7371 | 5784607.6375 | 11070.5653 | 48144.3726 | 49460.2657 | 50652.5765 | 40410.5361 | 13036245.6356
UG-1PH | TRUE | 4.536% | TH-G16 | White River Jct | 203725 | 203725: Tucker Hill L1 294–333 | 618564 | 0 | 1PH | UG | 2.25 | Zone 3 | 293 | 1304735 |  |  |  |  | 295066.8603 | 179171.4092 | 243065.1728 | 52001.6875 | 57388.4265 | 20425.2516 | 28832.2978 | 94493.419 | 2949966.4245 | 0 | 0 | 2812.0654 | 56126.1593 | 57629.2719 | 59067.7565 | 69713.3678 | 3153917.8848
UG-1PH | TRUE | 4.032% | DM-G6 | Brattleboro | 203953 | 203953: L.9-P.61 Quarry Rd | 555745 | 555590 | 1PH | UG | 2 | Zone 3 | 84 | 1156671 |  |  |  |  | 261582.0687 | 144831.2963 | 215481.6392 | 46100.4295 | 51011.9347 | 3723.6006 | 25628.7091 | 16756.5764 | 365767.0903 | 0 | 0 | 2499.6137 | 49889.9194 | 51226.0195 | 52504.6724 | 61967.4381 | 465387.5249
UG-1PH | TRUE | 5.544% | DM-G6 | Brattleboro | 203954 | 203954: L633-Timson Hl Rd/Baker B | 489476 | 0 | 1PH | UG | 2.75 | Zone 3 | 75 | 1590420 |  |  |  |  | 359674.7508 | 197347.7249 | 296286.7648 | 63387.9859 | 70141.4102 | 3324.6434 | 35239.475 | 14961.2289 | 326577.7592 | 0 | 0 | 3436.9689 | 68598.6392 | 70435.7768 | 72193.9246 | 85205.2274 | 453681.4857
OH-3PH | TRUE | 3.313% | EL-G40 | White River Jct | 204106 | 204106: RTE 113 L3 P.141 to P192 | 621447 | 618847 | 3PH | OH | 1.7 | Zone 2 | 415 | 1251737 |  |  |  |  | 283081.3203 | 84438.1838 | 233191.928 | 49889.3923 | 38895.0383 | 4837.1583 | 0 | 51880.7601 | 1655200.4067 | 0 | 0 | 8753.4703 | 38067.6435 | 39108.1171 | 40050.8745 | 31952.5169 | 1759566.8336
OH-3PH | TRUE | 2.182% | EL-G40 | White River Jct | 204107 | 204107: Beanville Rd L37 P.X2 P21 | 467089 | 620483 | 3PH | OH | 1.12 | Zone 3 | 279 | 822502 |  |  |  |  | 186009.4829 | 62692.2549 | 153227.7365 | 32781.7465 | 25624.9664 | 10249.2264 | 0 | 37285.8671 | 1189565.8859 | 0 | 0 | 5766.9922 | 25079.8592 | 25765.3477 | 26386.4585 | 21051.07 | 1268492.9379
UG-1PH | TRUE | 4.032% | EL-G40 | White River Jct | 204108 | 204108: S.Vershire Rd L37 21 - 53 | 620828 | 620116 | 1PH | UG | 2 | Zone 3 | 146 | 1159766 |  |  |  |  | 262282.0054 | 147251.2815 | 216058.2212 | 46223.7842 | 51011.9347 | 6143.5859 | 25628.7091 | 22387.3152 | 714243.4533 | 0 | 0 | 2499.6137 | 49889.9194 | 51226.0195 | 52504.6724 | 61967.4381 | 821914.612
OH-3PH | TRUE | 9.743% | DM-G6 | Brattleboro | 204888 | 204888: Rt 30-Main Line feeder | Sub | 0 | 3PH | OH | 5 | Zone 1 | 1511 | 3762144 | Mainline feed that backs up to EJ-G7 | 2571 Customers on the EJ-G7 and 1907 on the DM-G6 | EJ-G7 | 2571 | 850811.8645 | 295386.9965 | 700867.3649 | 149944.4996 | 114397.1714 | 61266.3333 | 0 | 689399.5547 | 15048400.326 | 140073.9545 | 3057572.2426 | 25745.5008 | 111963.6572 | 115023.8738 | 117796.6896 | 93977.991 | 19136855.0833
OH-3PH | TRUE | 7.794% | DM-G6 | Brattleboro | 204889 | 204889: L6-Dover Rd-L61 P1-P121 | 554415 | 0 | 3PH | OH | 4 | Zone 2 | 316 | 940532 |  |  |  |  | 212702.0615 | 262720.8853 | 175216.0961 | 37485.9655 | 91517.7371 | 75424.3548 | 0 | 109132.1522 | 2382166.1957 | 0 | 0 | 20596.4006 | 89570.9258 | 92019.099 | 94237.3517 | 75182.3928 | 2678836.8404
OH-3PH | TRUE | 6.43% | SB-G91 | Rutland | 204891 | 204891: WO212564 - L8 P298 thru P215 | 531232 | 652334 | 3PH | OH | 3.3 | Zone 2 | 544 | 2418666 |  |  |  |  | 546983.2439 | 181644.333 | 450584.5779 | 96398.666 | 75502.1331 | 27124.6952 | 0 | 222217.1743 | 10353353.3861 | 0 | 0 | 16992.0305 | 73896.0138 | 75915.7567 | 77745.8152 | 62025.4741 | 10695189.4193
OH-3PH | TRUE | 3.215% | BV-G44 | Springfield | 204892 | 204892: L4-L43 poles 1 through 36 | 526443 | 0 | 3PH | OH | 1.65 | Zone 1 | 246 | 1214917 | Main line feed that backs up to CV-G65 | 339 Customers on CV-G65 and 792 on BV-G44 | CV-G65 | 339 | 274754.448 | 88866.2104 | 226332.5583 | 48421.8896 | 37751.0666 | 11606.3915 | 0 | 57876.1433 | 1776653.1201 | 264872.4883 | 8130924.1806 | 8496.0153 | 36948.0069 | 37957.8784 | 38872.9076 | 31012.737 | 10288179.4056
UG-1PH | TRUE | 3.528% | BV-G44 | Springfield | 204893 | 204893: L44 P65 thru P93 | 469709 | 0 | 1PH | UG | 1.75 | Zone 3 | 89 | 1012095 |  |  |  |  | 228886.091 | 130538.7996 | 188547.9013 | 40338.1897 | 44635.4429 | 7069.5659 | 22425.1205 | 35322.0276 | 1084298.0722 | 0 | 0 | 2187.162 | 43653.6795 | 44822.767 | 45941.5884 | 54221.5083 | 1195937.3911
UG-1PH | TRUE | 5.04% | CV-G65 | Springfield | 204894 | 204894: L209 P1-P53 Tarbel Rd-Kna | 528262 | 0 | 1PH | UG | 2.5 | Zone 3 | 58 | 1445839 |  |  |  |  | 326977.6424 | 179520.9108 | 269352.0955 | 57625.5468 | 63764.9184 | 3136.2913 | 32035.8864 | 9340.7975 | 199609.4512 | 0 | 0 | 3124.5172 | 62362.3992 | 64032.5243 | 65630.8405 | 77459.2976 | 311011.8619
UG-1PH | TRUE | 6.754% | DM-G6 | Brattleboro | 204895 | 204895: L65-South Wardsboro Rd | 554546 | 0 | 1PH | UG | 3.35 | Zone 3 | 137 | 1958291 |  |  |  |  | 442869.0706 | 242428.4055 | 364819.1704 | 78049.9003 | 85444.9906 | 6073.0153 | 42928.0878 | 27329.1781 | 596548.7069 | 0 | 0 | 4186.853 | 83565.615 | 85803.5826 | 87945.3263 | 103795.4588 | 762510.8317
UG-1PH | TRUE | 6.048% | DM-G6 | Brattleboro | 204896 | 204896: L94-Leonard Rd-Stickney B | 555912 | 0 | 1PH | UG | 3 | Zone 3 | 93 | 1739649 |  |  |  |  | 393423.0081 | 215784.1013 | 324087.3317 | 69335.6763 | 76517.902 | 4122.5578 | 38443.0637 | 18551.9238 | 404956.4214 | 0 | 0 | 3749.4206 | 74834.8791 | 76839.0292 | 78757.0086 | 92951.1571 | 546341.2894
UG-1PH | TRUE | 2.016% | DM-G6 | Brattleboro | 204897 | 204897: L911-P16 to End Hague Rd | 555716 | 556008 | 1PH | UG | 1 | Zone 3 | 63 | 575258 |  |  |  |  | 130095.0552 | 73346.5483 | 107167.4977 | 22927.5575 | 25505.9673 | 2792.7005 | 12814.3546 | 12567.4323 | 274325.3178 | 0 | 0 | 1249.8069 | 24944.9597 | 25613.0097 | 26252.3362 | 30983.719 | 329255.5793
UG-1PH | TRUE | 6.25% | CS-G34 | Royalton | 204898 | 204898: L61 P1 - P47 Russell Rd W | 616282 | 0 | 1PH | UG | 3.1 | Zone 3 | 106 | 1797640 |  |  |  |  | 406537.7189 | 221954.4018 | 334890.7458 | 71646.9732 | 79068.4988 | 3237.4735 | 39724.4991 | 16938.2075 | 637843.8366 | 0 | 0 | 3874.4013 | 77329.375 | 79400.3302 | 81382.2423 | 96049.529 | 780686.9168
UG-1PH | TRUE | 3.024% | BV-G43 | Springfield | 204899 | 204899: L43 Brook Rd | 650740 | 0 | 1PH | UG | 1.5 | Zone 3 | 91 | 1441983 |  |  |  |  | 326105.6049 | 108988.6376 | 268633.7433 | 57471.8616 | 38258.951 | 3157.8659 | 19221.5318 | 14391.0162 | 387017.1842 | 0 | 0 | 1874.7103 | 37417.4395 | 38419.5146 | 39378.5043 | 46475.5786 | 463921.2595
UG-1PH | TRUE | 10.08% | CH-G11 | Springfield | 204900 | 204900: L3135 Stage Rd | 513356 | 0 | 1PH | UG | 5 | Zone 3 | 76 | 2891675 |  |  |  |  | 653954.6063 | 367026.653 | 538703.6322 | 115250.9741 | 127529.8367 | 14257.4139 | 64071.7728 | 44889.5068 | 1363291.7274 | 0 | 0 | 6249.0343 | 124724.7985 | 128065.0487 | 131261.6811 | 154918.5952 | 1620289.292
OH-1PH | TRUE | 22.56% | BV-G44 | Springfield | 204901 | 204901: L434 P3 | 776981 | 489712 | 1PH | OH | 4.5 | Zone 3 | 113 | 2259492 |  |  |  |  | 510985.9169 | 195816.6473 | 420931.3105 | 90054.6064 | 102957.4542 | 7836.0823 | 0 | 39075.213 | 1199511.4947 | 0 | 0 | 442.9189 | 100767.2915 | 103521.4864 | 106017.0207 | 84580.1919 | 1349823.1631
OH-1PH | TRUE | 15.04% | SB-G91 | Rutland | 204902 | 204902: L88 Rt100A, Spacer and CI | 532550 | 0 | 1PH | OH | 3 | Zone 3 | 135 | 1510218 |  |  |  |  | 341537.0045 | 130000.6977 | 281345.5599 | 60191.4446 | 68638.3028 | 4680.321 | 0 | 38343.2033 | 1786453.8832 | 0 | 0 | 295.2792 | 67178.1943 | 69014.3243 | 70678.0138 | 56386.7946 | 1898410.9896
OH-3PH | TRUE | 5.456% | CS-G34 | Royalton | 205188 | 205188: L.6 P .251X - P166 | 616175 | 0 | 3PH | OH | 2.8 | Zone 1 | 871 | 2073314 | Maineline Feeder backup to BE-G29 | 1877 customers on the BE-G29 would be backed up and 871 on the CS-G34 | BE-G29 | 1877 | 468881.6138 | 132797.9145 | 386247.3419 | 82634.2719 | 64062.416 | 1690.3431 | 0 | 145782.7235 | 5489755.1534 | 86683.9537 | 3264266.6459 | 14417.4804 | 62699.648 | 64413.3693 | 65966.1462 | 52627.675 | 9066658.7161
OH-3PH | TRUE | 3.702% | CS-G34 | Royalton | 205534 | 205534: L6 P126 to P66 | 615615 | 617660 | 3PH | OH | 1.9 | Zone 1 | 244 | 1400395 |  |  | BE-G29 | 1877 | 316700.4455 | 89439.381 | 260886.1207 | 55814.3249 | 43470.9251 | 473.529 | 0 | 40839.2474 | 1537887.7812 | 0 | 0 | 9783.2903 | 42546.1897 | 43709.072 | 44762.7421 | 35711.6366 | 1632454.773
[18 empty] | Feeder-level summary of Net Incremental Costs and Benefits, and final BCR calculations (UCT and TRC) | [12 empty] | ssp 126 | ssp 245 | ssp 585
[18 empty] | Feeder | NPV Total Incremental Net Costs | NPV Total Incremental Net Benefits (UCT) | NPV Utility CAPEX | NPV Net New Property Tax | NPV Utility Storm Damage Restoration Costs (ssp 370) | NPV Utility Non-Storm Damage Restoration Costs | NPV Utility O&M Costs | NPV Customer Cost of Outages - Res | NPV Customer Cost of Outages - Nonres | NPV Feeder Backup Value - Baseline - Res | NPV Feeder Backup Value - Baseline - NonRes | Value of Decreased Line Losses - Line Capacity Improvements | Storm outages - sensitivity | Storm outages - sensitivity | Storm outages - sensitivity | Worker Safety | NPV Total Incremental Net Benefits (TRC) | UCT | TRC without feeder backup
[18 empty] | SB-G91 | 888520.2484 | 311645.0306 | 731930.1378 | 156590.1106 | 144140.4359 | 31805.0162 | 0 | 260560.3777 | 12139807.2693 |  |  | 17287.3098 | 141074.2081 | 144930.081 | 148423.8289 | 118412.2687 | 12593600.409 | 0.35075 | 14.1737
[18 empty] | DM-G6 | 5155527.1562 | 2588459.6339 | 4246932.7047 | 908594.4515 | 975266.4642 | 249200.5756 | 265257.1395 | 1119600.1998 | 24438936.6034 |  |  | 89918.5256 | 954138.5654 | 979932.648 | 1004008.4161 | 1008816.9291 | 30335825.7051 | 0.50207 | 5.2639
[18 empty] | BV-G44 | 1616964.6304 | 630685.9056 | 1331995.6937 | 284968.9366 | 267709.9271 | 73409.4105 | 22425.1205 | 366130.6457 | 11239296.839 |  |  | 29662.8567 | 261982.811 | 269119.3209 | 275645.1332 | 237478.5908 | 28790228.1371 | 0.39004 | 7.4205
[18 empty] | CH-G11 | 1245950.4525 | 596204.1415 | 1026367.928 | 219582.5245 | 246502.895 | 26212.9162 | 64071.7728 | 82458.957 | 2504273.7587 |  |  | 6760.8517 | 241167.002 | 247689.8774 | 253770.2383 | 252655.7059 | 2930281.1514 | 0.47851 | 2.3518
[18 empty] | TH-G16 | 1039147.7607 | 459230.7783 | 856011.5146 | 183136.246 | 159201.9091 | 92117.2305 | 28832.2978 | 425539.0052 | 13284795.8182 |  |  | 25725.5612 | 155773.8142 | 160000.5196 | 163906.8103 | 153353.7799 | 59385030.806 | 0.44193 | 13.4882
[18 empty] | CS-G34 | 1646621.1413 | 571721.1094 | 1356425.6312 | 290195.5101 | 248376.3124 | 6505.5996 | 39724.4991 | 298795.9644 | 11251790.6545 |  |  | 41977.7425 | 243035.5877 | 249635.6634 | 255721.3429 | 235136.9557 | 15238121.3722 | 0.34721 | 7.2191
[18 empty] | EL-G40 | 1638015.1989 | 568853.5514 | 1349336.374 | 288678.8249 | 239080.8844 | 42851.4854 | 25628.7091 | 343454.6892 | 10957556.1421 |  |  | 44825.217 | 233958.1719 | 240325.268 | 246162.4302 | 216467.2553 | 11653397.1274 | 0.34728 | 7.1143
[18 empty] | BV-G43 | 1275125.7145 | 444195.1828 | 1050401.4304 | 224724.2841 | 161171.8089 | 59284.3486 | 38443.0637 | 269655.2612 | 7251831.1861 |  |  | 22801.0912 | 157687.9854 | 161956.6958 | 165926.559 | 162494.8705 | 7803186.7596 | 0.34835 | 6.1195
[18 empty] | CV-G65 | 1713813.0308 | 641801.1874 | 1411775.8261 | 302037.2046 | 265518.466 | 17642.5683 | 56383.1601 | 137545.0931 | 2939288.7064 |  |  | 39998.1213 | 259789.1233 | 266829.2337 | 273357.8434 | 262258.8718 | 23456683.177 | 0.37449 | 2.0168
[18 empty] | SH-G35 | 967068.7525 | 556617.6371 | 796635.492 | 170433.2605 | 188744.1584 | 34519.1632 | 94826.2238 | 130214.6728 | 3689415.7296 |  |  | 9248.5708 | 184592.7017 | 189536.272 | 194267.288 | 229279.5209 | 4146968.5186 | 0.57557 | 4.2882
[18 empty] | Total | 17186754.086 | 7369414.158 | 14157812.7325 | 3028941.3535 | 2895713.2613 | 633548.3141 | 635591.9863 | 3433954.866 | 99696992.7075 | 0 | 0 | 328205.8477 | 2833199.9708 | 2909955.5797 | 2981189.8902 | 2876354.7486 | 196333323.1634 | 0.42878 | 6.262
Portfolio-level roll-up summary of Net Incremental Costs and Benefits, and Final BCR calculations (UCT and TRC)
[19 empty] | NPV Total Incremental Net Costs | NPV Total Incremental Net Benefits (UCT) | NPV Utility CAPEX | NPV Net New Property Tax | NPV Utility Storm Damage Restoration Costs | NPV Utility Non-Storm Damage Restoration Costs | NPV Utility O&M Costs | NPV Customer Cost of Outages - Res | NPV Customer Cost of Outages - Nonres | NPV Feeder Backup Value - Baseline - Res | NPV Feeder Backup Value - Baseline - NonRes | Value of Decreased Line Losses - Line Capacity Improvements | Storm outages - sensitivity | Storm outages - sensitivity | Storm outages - sensitivity | Worker Safety | NPV Total Incremental Net Benefits (TRC) | UCT | TRC
[18 empty] | OH-1PH | 2268584.4558 | 873564.2722 | 1868776.0197 | 399808.4361 | 456444.7138 | 40183.7673 | 0 | 185558.0414 | 5667372.3133 | 0 | 0 | 1963.6069 | 446734.9923 | 458945.2564 | 470008.7917 | 374972.1842 | 6351522.4428 | 0.38507 | 2.7998
[18 empty] | OH-3PH | 8169182.6006 | 2855937.4751 | 6729470.6643 | 1439711.9362 | 1174172.5671 | 452922.9879 | 0 | 2671900.2065 | 78329165.8838 | 3058735.2292 | 85650580.9512 | 264251.8202 | 1149194.9777 | 1180605.0406 | 1209065.2225 | 964590.0999 | 171601729.646 | 0.3496 | 21.006
[18 empty] | UG-1PH | 6748987.0296 | 3639912.4107 | 5559566.0485 | 1189420.9812 | 1265095.9804 | 140441.559 | 635591.9863 | 576496.6181 | 15700454.5103 | 0 | 0 | 61990.4205 | 1237270.0007 | 1270405.2827 | 1302115.876 | 1536792.4645 | 18380071.0746 | 0.53933 | 2.7234
[18 empty] | Total | 17186754.086 | 7369414.158 | 14157812.7325 | 3028941.3535 | 2895713.2613 | 633548.3141 | 635591.9863 | 3433954.866 | 99696992.7075 | 3058735.2292 | 85650580.9512 | 328205.8477 | 2833199.9708 | 2909955.5797 | 2981189.8902 | 2876354.7486 | 196333323.1634 | 0.42878 | 11.4235
Note on S2: Andy Eiden: Input discount rate - updates linked cells.
Note on S59: Andy Eiden: Only count one feeder backup value per feeder
Note on S114: Andy Eiden: Only count one feeder backup value per feeder

## Costs_Baseline
[6 empty] | 0 | 1 | 2 | 3 | 4 | 5 | 6 | 7 | 8 | 9 | 10 | 11 | 12 | 13 | 14 | 15 | 16 | 17 | 18 | 19 | 20 | 21 | 22 | 23 | 24 | 25 | 26 | 27 | 28 | 29 | 30 | 31 | 32 | 33 | 34 | 35 | 36 | 37 | 38 | 39 | 40 | 41 | 42 | 43 | 44 | 45 | 46 | 47 | 48 | 49 | 50 | 51 | 52 | 53 | 54 | 55 | 56 | 57 | 58 | 59 | 60 | 61 | 62 | 63 | 64 | 65 | 66
T&D Resilience Projects - Overhead Spacer Cable (OH) - Detailed Annual Cost Calcs
Lookup | Phase | Type | Cost Bucket | Cost Category | Notes | 2027 | 2028 | 2029 | 2030 | 2031 | 2032 | 2033 | 2034 | 2035 | 2036 | 2037 | 2038 | 2039 | 2040 | 2041 | 2042 | 2043 | 2044 | 2045 | 2046 | 2047 | 2048 | 2049 | 2050 | 2051 | 2052 | 2053 | 2054 | 2055 | 2056 | 2057 | 2058 | 2059 | 2060 | 2061 | 2062 | 2063 | 2064 | 2065 | 2066 | 2067 | 2068 | 2069 | 2070 | 2071 | 2072 | 2073 | 2074 | 2075 | 2076 | 2077 | 2078 | 2079 | 2080 | 2081 | 2082 | 2083 | 2084 | 2085 | 2086 | 2087 | 2088 | 2089 | 2090 | 2091 | 2092 | 2093
1PH_OH_Plant in Service | 1PH | OH | CAPEX | Plant in Service | Handled in Rev Req't Baseline tab
1PH_OH_Cumulative Depreciation | 1PH | OH | CAPEX | Cumulative Depreciation | Handled in Rev Req't Baseline tab
1PH_OH_ADIT | 1PH | OH | CAPEX | ADIT | Handled in Rev Req't Baseline tab
1PH_OH_Net Plant in Service | 1PH | OH | CAPEX | Net Plant in Service | Handled in Rev Req't Baseline tab
1PH_OH_Net Rate Base | 1PH | OH | CAPEX | Net Rate Base | Handled in Rev Req't Baseline tab
1PH_OH_Average Rate Base | 1PH | OH | CAPEX | Average Rate Base | Handled in Rev Req't Baseline tab
1PH_OH_Capitalized A&G | 1PH | OH | CAPEX | Capitalized A&G | Handled in Rev Req't Baseline tab
1PH_OH_Pre-tax Return on Rate Base | 1PH | OH | CAPEX | Pre-tax Return on Rate Base |  |  | 88466.3986 | 176222.3748 | 262888.9569 | 348571.5267 | 433368.1017 | 517369.9182 | 600661.9027 | 683323.1535 | 765392.676 | 846865.0243 | 817753.7483 | 788901.8654 | 760766.7562 | 733203.3956 | 706075.6044 | 679255.3182 | 652621.9939 | 626062.004 | 599511.2246 | 572960.4452 | 546686.6102 | 521249.5774 | 496944.7009 | 473796.8882 | 451831.5945 | 431074.8354 | 411553.1987 | 393293.8569 | 376324.5807 | 360673.7513 | 346026.1028 | 331715.3153 | 317404.5278 | 303093.7403 | 288782.9528 | 274472.1653 | 260161.3778 | 245850.5903 | 231539.8028 | 217229.0153 | 202918.2278 | 188607.4403 | 174296.6528 | 159985.8653 | 145675.0778 | 131364.2904 | 117053.5029 | 102742.7154 | 88431.9279 | 74121.1404 | 60457.8778 | 48103.9105 | 37088.0431 | 27439.7138 | 19189.0083 | 12366.6744 | 7004.1363 | 3133.5095 | 787.616 | 3.5411e-11 | 3.5411e-11 | 3.5411e-11 | 3.5411e-11
1PH_OH_Depreciation Expense | 1PH | OH | CAPEX | Depreciation Expense |  |  | 20062.582 | 40566.5408 | 61521.5867 | 82937.6436 | 104824.8538 | 127193.5826 | 150054.4234 | 173418.2027 | 197295.9851 | 221699.0788 | 221699.0788 | 221699.0788 | 221699.0788 | 221699.0788 | 221699.0788 | 221699.0788 | 221699.0788 | 221699.0788 | 221699.0788 | 221699.0788 | 221699.0788 | 221699.0788 | 221699.0788 | 221699.0788 | 221699.0788 | 221699.0788 | 221699.0788 | 221699.0788 | 221699.0788 | 221699.0788 | 221699.0788 | 221699.0788 | 221699.0788 | 221699.0788 | 221699.0788 | 221699.0788 | 221699.0788 | 221699.0788 | 221699.0788 | 221699.0788 | 221699.0788 | 221699.0788 | 221699.0788 | 221699.0788 | 221699.0788 | 221699.0788 | 221699.0788 | 221699.0788 | 221699.0788 | 221699.0788 | 201636.4968 | 181132.538 | 160177.4921 | 138761.4352 | 116874.225 | 94505.4963 | 71644.6554 | 48280.8761 | 24403.0937 | 0 | 0 | 0 | 0
1PH_OH_Outage Restoration - Major/Minor Storm | 1PH | OH | O&M | Outage Restoration - Major/Minor Storm |  |  | 51950.1286 | 52825.7075 | 52971.1491 | 52392.8582 | 51096.4752 | 49086.8825 | 46368.2115 | 42943.8482 | 38816.4385 | 33987.8931 | 34735.6267 | 35499.8105 | 36280.8063 | 37078.9841 | 37894.7217 | 38728.4056 | 39580.4305 | 40451.2 | 41341.1264 | 42250.6312 | 43180.1451 | 44130.1083 | 45100.9706 | 46093.192 | 47107.2422 | 48143.6015 | 49202.7608 | 50285.2215 | 51391.4964 | 52522.1093 | 53677.5957 | 54858.5028 | 56065.3899 | 57298.8285 | 58559.4027 | 59847.7095 | 61164.3592 | 62509.9751 | 63885.1945 | 65290.6688 | 66727.0635 | 68195.0589 | 69695.3502 | 71228.6479 | 72795.6782 | 74397.1831 | 76033.9211 | 77706.6674 | 79416.214 | 81163.3708 | 82948.9649 | 84773.8421 | 86638.8667 | 88544.9217 | 90492.91 | 92483.754 | 0 | 0 | 0 | 0 | 0 | 0 | 0
1PH_OH_Routine (non-storm) Restoration costs | 1PH | OH | O&M | Routine (non-storm) Restoration costs |  |  | 7824.3993 | 7400.8116 | 6981.6255 | 6566.6218 | 6155.5838 | 5748.2971 | 5344.5495 | 4944.1311 | 4546.8338 | 4152.4515 | 4243.8054 | 4337.1691 | 4432.5869 | 4530.1038 | 4629.7661 | 4731.6209 | 4835.7166 | 4942.1023 | 5050.8286 | 5161.9468 | 5275.5096 | 5391.5709 | 5510.1854 | 5631.4095 | 5755.3005 | 5881.9171 | 6011.3193 | 6143.5683 | 6278.7268 | 6416.8588 | 6558.0297 | 6702.3064 | 6849.7571 | 7000.4517 | 7154.4617 | 7311.8598 | 7472.7208 | 7637.1206 | 7805.1373 | 7976.8503 | 8152.341 | 8331.6925 | 8514.9897 | 8702.3195 | 8893.7705 | 9089.4335 | 9289.401 | 9493.7679 | 9702.6307 | 9916.0886 | 10134.2426 | 10357.1959 | 10585.0542 | 10817.9254 | 11055.9198 | 11299.15 | 0 | 0 | 0 | 0 | 0 | 0 | 0
1PH_OH_Pole Inspections | 1PH | OH | O&M | Pole Inspections | Not included as no change
1PH_OH_Veg Mng - Tree Trimming | 1PH | OH | O&M | Veg Mng - Tree Trimming | Not included as no change
1PH_OH_Veg Mng - Tickets | 1PH | OH | O&M | Veg Mng - Tickets | Not included as no change
1PH_OH_Veg Mng - Danger Trees | 1PH | OH | O&M | Veg Mng - Danger Trees | Not included as no change
1PH_OH_Property Taxes | 1PH | OH | O&M | Property Taxes |  |  | 16200.535 | 32757.4817 | 49678.6813 | 66972.1472 | 84646.0694 | 102708.8179 | 121168.9469 | 140035.1987 | 140035.1987 | 179022.0061 | 179022.0061 | 179022.0061 | 179022.0061 | 179022.0061 | 179022.0061 | 179022.0061 | 179022.0061 | 179022.0061 | 179022.0061 | 179022.0061 | 179022.0061 | 179022.0061 | 179022.0061 | 179022.0061 | 179022.0061 | 179022.0061 | 179022.0061 | 179022.0061 | 179022.0061 | 179022.0061 | 179022.0061 | 179022.0061 | 179022.0061 | 179022.0061 | 179022.0061 | 179022.0061 | 179022.0061 | 179022.0061 | 179022.0061 | 179022.0061 | 179022.0061 | 179022.0061 | 179022.0061 | 179022.0061 | 179022.0061 | 179022.0061 | 179022.0061 | 179022.0061 | 179022.0061 | 179022.0061 | 162821.4712 | 146264.5244 | 129343.3249 | 112049.8589 | 94375.9367 | 76313.1882 | 57853.0593 | 38986.8075 | 19705.4981 | 0 | 0 | 0 | 0
1PH_OH_Reduced pole attachment revenue | 1PH | OH | O&M | Reduced pole attachment revenue | Not included as no change
|  |  | Total Costs impacting revenue requirement |  |  |  | 184504.0435 | 309772.9164 | 434041.9995 | 557440.7975 | 680091.0839 | 802107.4983 | 923598.0339 | 1044664.5341 | 1146087.1321 | 1285726.4538 | 1257454.2654 | 1229459.93 | 1202201.2343 | 1175533.5684 | 1149321.1772 | 1123436.4297 | 1097759.226 | 1072176.3913 | 1046624.2645 | 1021094.1081 | 995863.3499 | 971492.3415 | 948276.9419 | 926242.5746 | 905415.2222 | 885821.4391 | 867488.3637 | 850443.7317 | 834715.8888 | 820333.8044 | 806982.8132 | 793997.2094 | 781040.7597 | 768114.1055 | 755217.9021 | 742352.8197 | 729519.5427 | 716718.7709 | 703951.2196 | 691217.6194 | 678518.7173 | 665855.2767 | 653228.0777 | 640637.9177 | 628085.6115 | 615571.9919 | 603097.9099 | 590664.2355 | 578271.8576 | 565921.6847 | 517999.0532 | 470632.011 | 423832.781 | 377613.855 | 331987.9998 | 286968.2629 | 136501.851 | 90401.1931 | 44896.2078 | 3.5411e-11 | 3.5411e-11 | 3.5411e-11 | 3.5411e-11
1PH_OH_CAPEX | 1PH | OH | Subtotal | CAPEX |  |  | 108528.9806 | 216788.9156 | 324410.5436 | 431509.1703 | 538192.9555 | 644563.5008 | 750716.3261 | 856741.3562 | 962688.6611 | 1068564.1031 | 1039452.8271 | 1010600.9442 | 982465.835 | 954902.4744 | 927774.6832 | 900954.397 | 874321.0728 | 847761.0829 | 821210.3034 | 794659.524 | 768385.689 | 742948.6562 | 718643.7797 | 695495.967 | 673530.6733 | 652773.9143 | 633252.2775 | 614992.9357 | 598023.6595 | 582372.8302 | 567725.1816 | 553414.3941 | 539103.6066 | 524792.8191 | 510482.0316 | 496171.2441 | 481860.4566 | 467549.6691 | 453238.8816 | 438928.0941 | 424617.3066 | 410306.5191 | 395995.7317 | 381684.9442 | 367374.1567 | 353063.3692 | 338752.5817 | 324441.7942 | 310131.0067 | 295820.2192 | 262094.3746 | 229236.4485 | 197265.5352 | 166201.149 | 136063.2333 | 106872.1707 | 78648.7917 | 51414.3856 | 25190.7097 | 3.5411e-11 | 3.5411e-11 | 3.5411e-11 | 3.5411e-11
1PH_OH_O&M Total | 1PH | OH | Subtotal | O&M Total |  |  | 75975.0628 | 92984.0009 | 109631.4559 | 125931.6272 | 141898.1284 | 157543.9975 | 172881.7079 | 187923.1779 | 183398.4709 | 217162.3507 | 218001.4383 | 218858.9858 | 219735.3993 | 220631.094 | 221546.4939 | 222482.0327 | 223438.1532 | 224415.3085 | 225413.9611 | 226434.5841 | 227477.6609 | 228543.6853 | 229633.1622 | 230746.6076 | 231884.5489 | 233047.5248 | 234236.0862 | 235450.796 | 236692.2293 | 237960.9743 | 239257.6316 | 240582.8153 | 241937.1531 | 243321.2864 | 244735.8705 | 246181.5755 | 247659.0861 | 249169.1018 | 250712.3379 | 252289.5252 | 253901.4106 | 255548.7575 | 257232.3461 | 258952.9736 | 260711.4548 | 262508.6227 | 264345.3283 | 266222.4414 | 268140.8509 | 270101.4655 | 255904.6787 | 241395.5625 | 226567.2458 | 211412.7061 | 195924.7665 | 180096.0923 | 57853.0593 | 38986.8075 | 19705.4981 | 0 | 0 | 0 | 0
1PH_OH_O&M - Cost Savings (minus property tax) | 1PH | OH | Subtotal | O&M - Cost Savings (minus property tax) |  |  | 0 | 0 | 0 | 0 | 0 | 0 | 0 | 0 | 0 | 0 | 0 | 0 | 0 | 0 | 0 | 0 | 0 | 0 | 0 | 0 | 0 | 0 | 0 | 0 | 0 | 0 | 0 | 0 | 0 | 0 | 0 | 0 | 0 | 0 | 0 | 0 | 0 | 0 | 0 | 0 | 0 | 0 | 0 | 0 | 0 | 0 | 0 | 0 | 0 | 0 | 0 | 0 | 0 | 0 | 0 | 0 | 0 | 0 | 0 | 0 | 0 | 0 | 0
1PH_OH_O&M - Storm Damage Reductions | 1PH | OH | Subtotal | O&M - Storm Damage Reductions |  |  | 51950.1286 | 52825.7075 | 52971.1491 | 52392.8582 | 51096.4752 | 49086.8825 | 46368.2115 | 42943.8482 | 38816.4385 | 33987.8931 | 34735.6267 | 35499.8105 | 36280.8063 | 37078.9841 | 37894.7217 | 38728.4056 | 39580.4305 | 40451.2 | 41341.1264 | 42250.6312 | 43180.1451 | 44130.1083 | 45100.9706 | 46093.192 | 47107.2422 | 48143.6015 | 49202.7608 | 50285.2215 | 51391.4964 | 52522.1093 | 53677.5957 | 54858.5028 | 56065.3899 | 57298.8285 | 58559.4027 | 59847.7095 | 61164.3592 | 62509.9751 | 63885.1945 | 65290.6688 | 66727.0635 | 68195.0589 | 69695.3502 | 71228.6479 | 72795.6782 | 74397.1831 | 76033.9211 | 77706.6674 | 79416.214 | 81163.3708 | 82948.9649 | 84773.8421 | 86638.8667 | 88544.9217 | 90492.91 | 92483.754 | 0 | 0 | 0 | 0 | 0 | 0 | 0
|  |  | Cost Bucket | Cost Category | Notes | 2027 | 2028 | 2029 | 2030 | 2031 | 2032 | 2033 | 2034 | 2035 | 2036 | 2037 | 2038 | 2039 | 2040 | 2041 | 2042 | 2043 | 2044 | 2045 | 2046 | 2047 | 2048 | 2049 | 2050 | 2051 | 2052 | 2053 | 2054 | 2055 | 2056 | 2057 | 2058 | 2059 | 2060 | 2061 | 2062 | 2063 | 2064 | 2065 | 2066 | 2067 | 2068 | 2069 | 2070 | 2071 | 2072 | 2073 | 2074 | 2075 | 2076 | 2077 | 2078 | 2079 | 2080 | 2081 | 2082 | 2083 | 2084 | 2085 | 2086 | 2087 | 2088 | 2089 | 2090 | 2091 | 2092 | 2093
| Phase | Type
3PH_OH_Plant in Service | 3PH | OH | CAPEX | Plant in Service | Handled in Rev Req't Baseline tab
3PH_OH_Cumulative Depreciation | 3PH | OH | CAPEX | Cumulative Depreciation | Handled in Rev Req't Baseline tab
3PH_OH_ADIT | 3PH | OH | CAPEX | ADIT | Handled in Rev Req't Baseline tab
3PH_OH_Net Plant in Service | 3PH | OH | CAPEX | Net Plant in Service | Handled in Rev Req't Baseline tab
3PH_OH_Net Rate Base | 3PH | OH | CAPEX | Net Rate Base | Handled in Rev Req't Baseline tab
3PH_OH_Average Rate Base | 3PH | OH | CAPEX | Average Rate Base | Handled in Rev Req't Baseline tab
3PH_OH_Capitalized A&G | 3PH | OH | CAPEX | Capitalized A&G | Handled in Rev Req't Baseline tab
3PH_OH_Pre-tax Return on Rate Base | 3PH | OH | CAPEX | Pre-tax Return on Rate Base |  |  | 318567.8905 | 634577.5465 | 946664.2898 | 1255207.6004 | 1560560.4399 | 1863051.3505 | 2162986.1528 | 2460649.6805 | 2756182.3918 | 3049564.6763 | 2944734.8433 | 2840839.0863 | 2739524.4342 | 2640268.6514 | 2542581.3562 | 2446001.3877 | 2350094.6698 | 2254452.0294 | 2158842.5559 | 2063233.0824 | 1968620.8873 | 1877022.0203 | 1789500.0532 | 1706144.6776 | 1627047.5586 | 1552302.3779 | 1482004.8781 | 1416252.9081 | 1355146.4697 | 1298787.7645 | 1246041.5176 | 1194508.309 | 1142975.1003 | 1091441.8916 | 1039908.6829 | 988375.4742 | 936842.2655 | 885309.0568 | 833775.8481 | 782242.6394 | 730709.4307 | 679176.222 | 627643.0133 | 576109.8046 | 524576.5959 | 473043.3872 | 421510.1785 | 369976.9698 | 318443.7611 | 266910.5524 | 217709.0837 | 173222.3933 | 133554.2064 | 98810.5299 | 69099.7032 | 44532.4489 | 25221.9256 | 11283.7814 | 2836.2087 | 8.1868e-11 | 8.1868e-11 | 8.1868e-11 | 8.1868e-11
3PH_OH_Depreciation Expense | 3PH | OH | CAPEX | Depreciation Expense |  |  | 72245.446 | 146080.2918 | 221539.5042 | 298658.8193 | 377474.7594 | 458024.6501 | 540346.6384 | 624479.7104 | 710463.71 | 798339.3577 | 798339.3577 | 798339.3577 | 798339.3577 | 798339.3577 | 798339.3577 | 798339.3577 | 798339.3577 | 798339.3577 | 798339.3577 | 798339.3577 | 798339.3577 | 798339.3577 | 798339.3577 | 798339.3577 | 798339.3577 | 798339.3577 | 798339.3577 | 798339.3577 | 798339.3577 | 798339.3577 | 798339.3577 | 798339.3577 | 798339.3577 | 798339.3577 | 798339.3577 | 798339.3577 | 798339.3577 | 798339.3577 | 798339.3577 | 798339.3577 | 798339.3577 | 798339.3577 | 798339.3577 | 798339.3577 | 798339.3577 | 798339.3577 | 798339.3577 | 798339.3577 | 798339.3577 | 798339.3577 | 726093.9117 | 652259.0658 | 576799.8534 | 499680.5383 | 420864.5983 | 340314.7076 | 257992.7193 | 173859.6472 | 87875.6476 | 0 | 0 | 0 | 0
3PH_OH_Outage Restoration - Major/Minor Storm | 3PH | OH | O&M | Outage Restoration - Major/Minor Storm |  |  | 133638.1253 | 135890.4918 | 136264.6301 | 134777.0167 | 131442.1607 | 126272.6221 | 119279.0284 | 110470.0897 | 99852.6127 | 87431.5124 | 89355.0057 | 91320.8158 | 93329.8737 | 95383.131 | 97481.5599 | 99626.1542 | 101817.9296 | 104057.924 | 106347.1983 | 108686.8367 | 111077.9471 | 113521.6619 | 116019.1385 | 118571.5596 | 121180.1339 | 123846.0968 | 126570.7109 | 129355.2666 | 132201.0824 | 135109.5063 | 138081.9154 | 141119.7175 | 144224.3513 | 147397.2871 | 150640.0274 | 153954.108 | 157341.0983 | 160802.6025 | 164340.2598 | 167955.7455 | 171650.7719 | 175427.0889 | 179286.4848 | 183230.7875 | 187261.8648 | 191381.6258 | 195592.0216 | 199895.0461 | 204292.7371 | 208787.1773 | 213380.4952 | 218074.8661 | 222872.5132 | 227775.7084 | 232786.774 | 237908.0831 | 0 | 0 | 0 | 0 | 0 | 0 | 0
3PH_OH_Routine (non-storm) Restoration costs | 3PH | OH | O&M | Routine (non-storm) Restoration costs |  |  | 88191.0915 | 83416.7113 | 78691.9423 | 74014.3142 | 69381.3844 | 64790.7366 | 60239.9797 | 55726.7466 | 51248.6926 | 46803.4946 | 47833.1715 | 48885.5013 | 49960.9823 | 51060.1239 | 52183.4467 | 53331.4825 | 54504.7751 | 55703.8801 | 56929.3655 | 58181.8116 | 59461.8114 | 60769.9713 | 62106.9106 | 63473.2627 | 64869.6744 | 66296.8073 | 67755.337 | 69245.9545 | 70769.3654 | 72326.2915 | 73917.4699 | 75543.6542 | 77205.6146 | 78904.1382 | 80640.0292 | 82414.1098 | 84227.2203 | 86080.2191 | 87973.9839 | 89909.4116 | 91887.4186 | 93908.9418 | 95974.9385 | 98086.3872 | 100244.2877 | 102449.662 | 104703.5546 | 107007.0328 | 109361.1875 | 111767.1337 | 114226.0106 | 116738.9828 | 119307.2405 | 121931.9997 | 124614.5037 | 127356.0228 | 0 | 0 | 0 | 0 | 0 | 0 | 0
3PH_OH_Pole Inspections | 3PH | OH | O&M | Pole Inspections | Not included as no change
3PH_OH_Veg Mng - Tree Trimming | 3PH | OH | O&M | Veg Mng - Tree Trimming | Not included as no change
3PH_OH_Veg Mng - Tickets | 3PH | OH | O&M | Veg Mng - Tickets | Not included as no change
3PH_OH_Veg Mng - Danger Trees | 3PH | OH | O&M | Veg Mng - Danger Trees | Not included as no change
3PH_OH_Property Taxes | 3PH | OH | O&M | Property Taxes |  |  | 58338.1976 | 117959.8356 | 178893.1497 | 241166.9966 | 304810.8682 | 369854.9049 | 436329.9105 | 504267.3661 | 504267.3661 | 644659.0313 | 644659.0313 | 644659.0313 | 644659.0313 | 644659.0313 | 644659.0313 | 644659.0313 | 644659.0313 | 644659.0313 | 644659.0313 | 644659.0313 | 644659.0313 | 644659.0313 | 644659.0313 | 644659.0313 | 644659.0313 | 644659.0313 | 644659.0313 | 644659.0313 | 644659.0313 | 644659.0313 | 644659.0313 | 644659.0313 | 644659.0313 | 644659.0313 | 644659.0313 | 644659.0313 | 644659.0313 | 644659.0313 | 644659.0313 | 644659.0313 | 644659.0313 | 644659.0313 | 644659.0313 | 644659.0313 | 644659.0313 | 644659.0313 | 644659.0313 | 644659.0313 | 644659.0313 | 644659.0313 | 586320.8337 | 526699.1957 | 465765.8816 | 403492.0347 | 339848.1631 | 274804.1264 | 208329.1208 | 140391.6652 | 70959.5855 | 0 | 0 | 0 | 0
3PH_OH_Reduced pole attachment revenue | 3PH | OH | O&M | Reduced pole attachment revenue | Not included as no change
|  |  | Total Costs impacting revenue requirement |  |  |  | 670980.751 | 1117924.877 | 1562053.5161 | 2003824.7472 | 2443669.6125 | 2881994.2642 | 3319181.7097 | 3755593.5934 | 4122014.7733 | 4626798.0723 | 4524921.4095 | 4424043.7924 | 4325813.6793 | 4229710.2953 | 4135244.7517 | 4041957.4133 | 3949415.7635 | 3857212.2225 | 3765117.5087 | 3673100.1196 | 3582159.0347 | 3494312.0425 | 3410624.4912 | 3331187.8888 | 3256095.7559 | 3185443.671 | 3119329.315 | 3057852.5181 | 3001115.3066 | 2949221.9512 | 2901039.2919 | 2854170.0697 | 2807403.4552 | 2760741.7057 | 2714187.1284 | 2667742.0809 | 2621408.973 | 2575190.2673 | 2529088.4807 | 2483106.1854 | 2437246.0101 | 2391510.6416 | 2345902.8256 | 2300425.3682 | 2255081.1374 | 2209873.064 | 2164804.1436 | 2119877.4376 | 2075096.0747 | 2030463.2523 | 1857730.3348 | 1686994.5038 | 1518299.695 | 1351690.8111 | 1187213.7424 | 1024915.3887 | 491543.7657 | 325535.0938 | 161671.4418 | 8.1868e-11 | 8.1868e-11 | 8.1868e-11 | 8.1868e-11
3PH_OH_CAPEX | 3PH | OH | Subtotal | CAPEX |  |  | 390813.3365 | 780657.8383 | 1168203.794 | 1553866.4197 | 1938035.1992 | 2321076.0006 | 2703332.7911 | 3085129.3909 | 3466646.1019 | 3847904.034 | 3743074.201 | 3639178.444 | 3537863.7919 | 3438608.0091 | 3340920.7139 | 3244340.7453 | 3148434.0275 | 3052791.3871 | 2957181.9136 | 2861572.4401 | 2766960.2449 | 2675361.378 | 2587839.4108 | 2504484.0352 | 2425386.9163 | 2350641.7356 | 2280344.2357 | 2214592.2658 | 2153485.8274 | 2097127.1221 | 2044380.8753 | 1992847.6666 | 1941314.4579 | 1889781.2492 | 1838248.0405 | 1786714.8318 | 1735181.6231 | 1683648.4144 | 1632115.2057 | 1580581.997 | 1529048.7883 | 1477515.5796 | 1425982.3709 | 1374449.1622 | 1322915.9535 | 1271382.7448 | 1219849.5361 | 1168316.3274 | 1116783.1187 | 1065249.91 | 943802.9954 | 825481.4592 | 710354.0598 | 598491.0682 | 489964.3015 | 384847.1565 | 283214.6449 | 185143.4287 | 90711.8563 | 8.1868e-11 | 8.1868e-11 | 8.1868e-11 | 8.1868e-11
3PH_OH_O&M | 3PH | OH | Subtotal | O&M |  |  | 280167.4145 | 337267.0387 | 393849.722 | 449958.3275 | 505634.4132 | 560918.2636 | 615848.9185 | 670464.2024 | 655368.6715 | 778894.0383 | 781847.2085 | 784865.3484 | 787949.8874 | 791102.2862 | 794324.0378 | 797616.668 | 800981.736 | 804420.8355 | 807935.5952 | 811527.6796 | 815198.7898 | 818950.6645 | 822785.0804 | 826703.8535 | 830708.8396 | 834801.9354 | 838985.0793 | 843260.2523 | 847629.4792 | 852094.8291 | 856658.4166 | 861322.4031 | 866088.9973 | 870960.4565 | 875939.0879 | 881027.2491 | 886227.3499 | 891541.8529 | 896973.275 | 902524.1883 | 908197.2218 | 913995.062 | 919920.4547 | 925976.206 | 932165.1838 | 938490.3192 | 944954.6075 | 951561.1102 | 958312.9559 | 965213.3423 | 913927.3395 | 861513.0446 | 807945.6352 | 753199.7429 | 697249.4409 | 640068.2323 | 208329.1208 | 140391.6652 | 70959.5855 | 0 | 0 | 0 | 0
3PH_OH_O&M - Cost Savings (minus property tax) | 3PH | OH | Subtotal | O&M - Cost Savings (minus property tax) |  |  | 0 | 0 | 0 | 0 | 0 | 0 | 0 | 0 | 0 | 0 | 0 | 0 | 0 | 0 | 0 | 0 | 0 | 0 | 0 | 0 | 0 | 0 | 0 | 0 | 0 | 0 | 0 | 0 | 0 | 0 | 0 | 0 | 0 | 0 | 0 | 0 | 0 | 0 | 0 | 0 | 0 | 0 | 0 | 0 | 0 | 0 | 0 | 0 | 0 | 0 | 0 | 0 | 0 | 0 | 0 | 0 | 0 | 0 | 0 | 0 | 0 | 0 | 0
3PH_OH_O&M - Storm Damage Reductions | 3PH | OH | Subtotal | O&M - Storm Damage Reductions |  |  | 133638.1253 | 135890.4918 | 136264.6301 | 134777.0167 | 131442.1607 | 126272.6221 | 119279.0284 | 110470.0897 | 99852.6127 | 87431.5124 | 89355.0057 | 91320.8158 | 93329.8737 | 95383.131 | 97481.5599 | 99626.1542 | 101817.9296 | 104057.924 | 106347.1983 | 108686.8367 | 111077.9471 | 113521.6619 | 116019.1385 | 118571.5596 | 121180.1339 | 123846.0968 | 126570.7109 | 129355.2666 | 132201.0824 | 135109.5063 | 138081.9154 | 141119.7175 | 144224.3513 | 147397.2871 | 150640.0274 | 153954.108 | 157341.0983 | 160802.6025 | 164340.2598 | 167955.7455 | 171650.7719 | 175427.0889 | 179286.4848 | 183230.7875 | 187261.8648 | 191381.6258 | 195592.0216 | 199895.0461 | 204292.7371 | 208787.1773 | 213380.4952 | 218074.8661 | 222872.5132 | 227775.7084 | 232786.774 | 237908.0831 | 0 | 0 | 0 | 0 | 0 | 0 | 0
T&D Resilience Projects - Underground (UG) - Detailed Annual Cost Calcs
| Phase | Type | Cost Bucket | Cost Category | Notes | 2027 | 2028 | 2029 | 2030 | 2031 | 2032 | 2033 | 2034 | 2035 | 2036 | 2037 | 2038 | 2039 | 2040 | 2041 | 2042 | 2043 | 2044 | 2045 | 2046 | 2047 | 2048 | 2049 | 2050 | 2051 | 2052 | 2053 | 2054 | 2055 | 2056 | 2057 | 2058 | 2059 | 2060 | 2061 | 2062 | 2063 | 2064 | 2065 | 2066 | 2067 | 2068 | 2069 | 2070 | 2071 | 2072 | 2073 | 2074 | 2075 | 2076 | 2077 | 2078 | 2079 | 2080 | 2081 | 2082 | 2083 | 2084 | 2085 | 2086 | 2087 | 2088 | 2089 | 2090 | 2091 | 2092 | 2093
1PH_UG_Plant in Service | 1PH | UG | CAPEX | Plant in Service | Handled in Rev Req't Baseline tab
1PH_UG_Depreciation | 1PH | UG | CAPEX | Depreciation | Handled in Rev Req't Baseline tab
1PH_UG_ADIT | 1PH | UG | CAPEX | ADIT | Handled in Rev Req't Baseline tab
1PH_UG_Net Plant in Service | 1PH | UG | CAPEX | Net Plant in Service | Handled in Rev Req't Baseline tab
1PH_UG_Net Rate Base | 1PH | UG | CAPEX | Net Rate Base | Handled in Rev Req't Baseline tab
1PH_UG_Average Rate Base | 1PH | UG | CAPEX | Average Rate Base | Handled in Rev Req't Baseline tab
1PH_UG_Capitalized A&G | 1PH | UG | CAPEX | Capitalized A&G | Handled in Rev Req't Baseline tab
1PH_UG_Pre-tax Return on Rate Base | 1PH | UG | CAPEX | Pre-tax Return on Rate Base |  |  | 263185.5188 | 524257.5469 | 782088.6526 | 1036992.3441 | 1289260.2213 | 1539163.7101 | 1786955.4647 | 2032870.8012 | 2277025.7593 | 2519404.1378 | 2432798.7554 | 2346965.0618 | 2263263.7533 | 2181263.3839 | 2100558.8238 | 2020769.0839 | 1941535.5514 | 1862520.1871 | 1783532.2236 | 1704544.2602 | 1626380.2003 | 1550705.6077 | 1478399.1543 | 1409534.9391 | 1344188.6914 | 1282437.8064 | 1224361.3822 | 1170040.2568 | 1119557.0468 | 1072996.1864 | 1029419.766 | 986845.4995 | 944271.233 | 901696.9665 | 859122.7 | 816548.4335 | 773974.167 | 731399.9005 | 688825.634 | 646251.3675 | 603677.101 | 561102.8345 | 518528.568 | 475954.3015 | 433380.035 | 390805.7685 | 348231.502 | 305657.2355 | 263082.969 | 220508.7026 | 179860.8079 | 143108.037 | 110336.0826 | 81632.5228 | 57086.8621 | 36790.5744 | 20837.1458 | 9322.1193 | 2343.1397 | -1.0331e-10 | -1.0331e-10 | -1.0331e-10 | -1.0331e-10 | -1.0331e-10 | -1.0331e-10 | -1.0331e-10
1PH_UG_Depreciation Expense | 1PH | UG | CAPEX | Depreciation Expense |  |  | 59685.724 | 120684.5339 | 183025.3177 | 246737.5987 | 311851.5498 | 378398.0079 | 446408.4881 | 515915.1988 | 586951.0572 | 659549.7045 | 659549.7045 | 659549.7045 | 659549.7045 | 659549.7045 | 659549.7045 | 659549.7045 | 659549.7045 | 659549.7045 | 659549.7045 | 659549.7045 | 659549.7045 | 659549.7045 | 659549.7045 | 659549.7045 | 659549.7045 | 659549.7045 | 659549.7045 | 659549.7045 | 659549.7045 | 659549.7045 | 659549.7045 | 659549.7045 | 659549.7045 | 659549.7045 | 659549.7045 | 659549.7045 | 659549.7045 | 659549.7045 | 659549.7045 | 659549.7045 | 659549.7045 | 659549.7045 | 659549.7045 | 659549.7045 | 659549.7045 | 659549.7045 | 659549.7045 | 659549.7045 | 659549.7045 | 659549.7045 | 599863.9805 | 538865.1705 | 476524.3868 | 412812.1058 | 347698.1546 | 281151.6965 | 213141.2164 | 143634.5056 | 72598.6473 | 0 | 0 | 0 | 0 | 0 | 0 | 0
1PH_UG_Outage Restoration - Major/Minor Storm | 1PH | UG | O&M | Outage Restoration - Major/Minor Storm |  |  | 128023.7514 | 128841.9595 | 127621.3413 | 124377.2515 | 119122.917 | 111869.4548 | 102625.8877 | 91399.1587 | 78194.1437 | 63013.6624 | 64399.963 | 65816.7622 | 67264.731 | 68744.555 | 70256.9353 | 71802.5878 | 73382.2448 | 74996.6541 | 76646.5805 | 78332.8053 | 80056.127 | 81817.3618 | 83617.3438 | 85456.9253 | 87336.9777 | 89258.3912 | 91222.0758 | 93228.9615 | 95279.9986 | 97376.1586 | 99518.4341 | 101707.8397 | 103945.4121 | 106232.2112 | 108569.3198 | 110957.8449 | 113398.9175 | 115893.6936 | 118443.3549 | 121049.1087 | 123712.1891 | 126433.8573 | 129215.4021 | 132058.141 | 134963.4201 | 137932.6153 | 140967.1329 | 144068.4098 | 147237.9148 | 150477.1489 | 153787.6462 | 157170.9744 | 160628.7358 | 164162.568 | 167774.1445 | 171465.1757 | 175237.4096 | 179092.6326 | 183032.6705
1PH_UG_Routine (non-storm) Restoration costs | 1PH | UG | O&M | Routine (non-storm) Restoration costs |  |  | 23631.614 | 22097.6764 | 20577.2952 | 19069.6792 | 17574.0449 | 16089.616 | 14615.6232 | 13151.3034 | 11695.8999 | 10248.6614 | 10474.132 | 10704.5629 | 10940.0633 | 11180.7447 | 11426.7211 | 11678.1089 | 11935.0273 | 12197.5979 | 12465.9451 | 12740.1959 | 13020.4802 | 13306.9307 | 13599.6832 | 13898.8763 | 14204.6515 | 14517.1539 | 14836.5312 | 15162.9349 | 15496.5195 | 15837.4429 | 16185.8667 | 16541.9557 | 16905.8788 | 17277.8081 | 17657.9199 | 18046.3941 | 18443.4148 | 18849.1699 | 19263.8517 | 19687.6564 | 20120.7848 | 20563.4421 | 21015.8378 | 21478.1863 | 21950.7064 | 22433.6219 | 22927.1616 | 23431.5591 | 23947.0534 | 24473.8886 | 25012.3142 | 25562.5851 | 26124.9619 | 26699.7111 | 27287.1047 | 27887.421 | 28500.9443 | 29127.9651 | 29768.7803
1PH_UG_Pole Inspections | 1PH | UG | O&M | Pole Inspections |  |  | 2388.7571 | 2363.8361 | 2340.1512 | 2317.6885 | 2296.4346 | 2276.3771 | 2257.5038 | 2239.8035 | 2223.2653 | 2207.879 | 2256.4523 | 2306.0943 | 2356.8283 | 2408.6786 | 2461.6695 | 2515.8262 | 2571.1744 | 2627.7402 | 2685.5505 | 2744.6326 | 2805.0145 | 2866.7249 | 2929.7928 | 2994.2483 | 3060.1217 | 3127.4444 | 3196.2482 | 3266.5656 | 3338.4301 | 3411.8755 | 3486.9368 | 3563.6494 | 3642.0497 | 3722.1748 | 3804.0626 | 3887.752 | 3973.2826 | 4060.6948 | 4150.0301 | 4241.3307 | 4334.64 | 4430.0021 | 4527.4621 | 4627.0663 | 4728.8618 | 4832.8967 | 4939.2204 | 5047.8833 | 5158.9367 | 5272.4333 | 5388.4269 | 5506.9723 | 5628.1256 | 5751.9444 | 5878.4872 | 6007.8139 | 0 | 0 | 0 | 0 | 0 | 0 | 0 | 0 | 0 | 0
1PH_UG_Veg Mng - Tree Trimming | 1PH | UG | O&M | Veg Mng - Tree Trimming |  |  | 87844.8177 | 80967.9639 | 74142.7149 | 67365.5329 | 60632.91 | 53941.3662 | 47287.4479 | 40667.7256 | 34078.7925 | 27517.2626 | 28122.6424 | 28741.3406 | 29373.65 | 30019.8703 | 30680.3075 | 31355.2743 | 32045.0903 | 32750.0823 | 33470.5841 | 34206.9369 | 34959.4895 | 35728.5983 | 36514.6275 | 37317.9493 | 38138.9442 | 38978.0009 | 39835.517 | 40711.8983 | 41607.5601 | 42522.9264 | 43458.4308 | 44414.5163 | 45391.6356 | 46390.2516 | 47410.8372 | 48453.8756 | 49519.8608 | 50609.2978 | 51722.7023 | 52860.6018 | 54023.535 | 55212.0528 | 56426.7179 | 57668.1057 | 58936.8041 | 60233.4138 | 61558.5489 | 62912.8369 | 64296.9194 | 65711.4516 | 67157.1035 | 68634.5598 | 70144.5201 | 71687.6995 | 73264.8289 | 74876.6552 | 0 | 0 | 0 | 0 | 0 | 0 | 0 | 0 | 0 | 0
1PH_UG_Veg Mng - Tickets | 1PH | UG | O&M | Veg Mng - Tickets |  |  | 12849.42 | 12114.2577 | 11386.3646 | 10665.3606 | 9950.8698 | 9242.5201 | 8539.9433 | 7842.7743 | 7150.6517 | 6463.217 | 6605.4078 | 6750.7268 | 6899.2428 | 7051.0261 | 7206.1487 | 7364.684 | 7526.707 | 7692.2946 | 7861.525 | 8034.4786 | 8211.2371 | 8391.8843 | 8576.5058 | 8765.1889 | 8958.0231 | 9155.0996 | 9356.5118 | 9562.355 | 9772.7269 | 9987.7268 | 10207.4568 | 10432.0209 | 10661.5253 | 10896.0789 | 11135.7926 | 11380.7801 | 11631.1572 | 11887.0427 | 12148.5576 | 12415.8259 | 12688.9741 | 12968.1315 | 13253.4304 | 13545.0059 | 13842.996 | 14147.5419 | 14458.7878 | 14776.8812 | 15101.9726 | 15434.2159 | 15773.7687 | 16120.7916 | 16475.449 | 16837.9089 | 17208.3429 | 17586.9264 | 0 | 0 | 0 | 0 | 0 | 0 | 0 | 0 | 0 | 0
1PH_UG_Veg Mng - Danger Trees | 1PH | UG | O&M | Veg Mng - Danger Trees |  |  | 2733.1611 | 2529.2038 | 2326.8417 | 2125.9699 | 1926.4843 | 1728.2818 | 1531.2598 | 1335.3168 | 1140.3519 | 946.2646 | 967.0824 | 988.3582 | 1010.1021 | 1032.3244 | 1055.0355 | 1078.2463 | 1101.9677 | 1126.211 | 1150.9876 | 1176.3094 | 1202.1882 | 1228.6363 | 1255.6663 | 1283.291 | 1311.5234 | 1340.3769 | 1369.8652 | 1400.0022 | 1430.8022 | 1462.2799 | 1494.45 | 1527.328 | 1560.9292 | 1595.2696 | 1630.3655 | 1666.2336 | 1702.8907 | 1740.3543 | 1778.6421 | 1817.7722 | 1857.7632 | 1898.634 | 1940.404 | 1983.0929 | 2026.7209 | 2071.3088 | 2116.8775 | 2163.4489 | 2211.0447 | 2259.6877 | 2309.4008 | 2360.2077 | 2412.1322 | 2465.1991 | 2519.4335 | 2574.8611 | 0 | 0 | 0 | 0 | 0 | 0 | 0 | 0 | 0 | 0
1PH_UG_Property Taxes | 1PH | UG | O&M | Property Taxes |  |  | 48196.2221 | 97452.7611 | 147792.944 | 199240.6109 | 251820.1265 | 305556.3914 | 360474.8541 | 416601.5231 | 416601.5231 | 532586.3864 | 532586.3864 | 532586.3864 | 532586.3864 | 532586.3864 | 532586.3864 | 532586.3864 | 532586.3864 | 532586.3864 | 532586.3864 | 532586.3864 | 532586.3864 | 532586.3864 | 532586.3864 | 532586.3864 | 532586.3864 | 532586.3864 | 532586.3864 | 532586.3864 | 532586.3864 | 532586.3864 | 532586.3864 | 532586.3864 | 532586.3864 | 532586.3864 | 532586.3864 | 532586.3864 | 532586.3864 | 532586.3864 | 532586.3864 | 532586.3864 | 532586.3864 | 532586.3864 | 532586.3864 | 532586.3864 | 532586.3864 | 532586.3864 | 532586.3864 | 532586.3864 | 532586.3864 | 532586.3864 | 484390.1642 | 435133.6252 | 384793.4423 | 333345.7754 | 280766.2599 | 227029.995 | 172111.5322 | 115984.8633 | 58623.4077 | 0 | 0 | 0 | 0 | 0 | 0 | 0
1PH_UG_Reduced pole attachment revenue | 1PH | UG | O&M | Reduced pole attachment revenue |  |  | 893.3768 | 1785.832 | 2677.8192 | 3569.7911 | 4462.1997 | 5355.4965 | 6250.1327 | 7146.5596 | 8045.2287 | 8946.5919 | 9143.4169 | 9344.5721 | 9550.1526 | 9760.256 | 9974.9816 | 10194.4312 | 10418.7087 | 10647.9203 | 10882.1746 | 11121.5824 | 11366.2572 | 11616.3149 | 11871.8738 | 12133.055 | 12399.9822 | 12672.7818 | 12951.583 | 13236.5179 | 13527.7213 | 13825.3311 | 14129.4884 | 14440.3371 | 14758.0246 | 15082.7011 | 15414.5205 | 15753.64 | 16100.2201 | 16454.4249 | 16816.4223 | 17186.3835 | 17564.484 | 17950.9026 | 18345.8225 | 18749.4306 | 19161.9181 | 19583.4802 | 20014.3168 | 20454.6318 | 20904.6337 | 21364.5356 | 21834.5554 | 22314.9156 | 22805.8438 | 23307.5723 | 23820.3389 | 24344.3864 | 0 | 0 | 0 | 0 | 0 | 0 | 0 | 0 | 0 | 0
|  |  | Total Costs impacting revenue requirement |  |  |  | 629432.363 | 993095.5714 | 1353979.4425 | 1712461.8274 | 2068897.758 | 2423621.222 | 2776946.6054 | 3129170.165 | 3423106.6731 | 3830883.7677 | 3746903.9431 | 3663753.5696 | 3582794.6143 | 3503596.9299 | 3425756.7138 | 3348894.3334 | 3272652.5625 | 3196694.7784 | 3120831.6619 | 3045037.2921 | 2970137.085 | 2897798.1498 | 2828900.7384 | 2763520.564 | 2701735.006 | 2643623.146 | 2589265.8052 | 2538745.5831 | 2492146.8963 | 2449556.0187 | 2410036.9205 | 2371609.2374 | 2333272.7791 | 2295029.5527 | 2256881.6091 | 2218831.0446 | 2180880.0015 | 2143030.6694 | 2105285.2858 | 2067646.1376 | 2030115.5621 | 1992695.9477 | 1955389.7357 | 1918199.4209 | 1881127.5531 | 1844176.738 | 1807349.6388 | 1770648.9773 | 1734077.5351 | 1697638.1551 | 1555378.1682 | 1414777.8392 | 1275873.6803 | 1138703.0075 | 1003303.9573 | 869715.5056 | 609828.2483 | 477162.0859 | 346366.6454 | -1.0331e-10 | -1.0331e-10 | -1.0331e-10 | -1.0331e-10 | -1.0331e-10 | -1.0331e-10 | -1.0331e-10
1PH_UG_CAPEX | 1PH | UG | Subtotal | CAPEX |  |  | 322871.2428 | 644942.0808 | 965113.9703 | 1283729.9428 | 1601111.7712 | 1917561.7181 | 2233363.9528 | 2548786 | 2863976.8165 | 3178953.8423 | 3092348.4599 | 3006514.7663 | 2922813.4578 | 2840813.0884 | 2760108.5283 | 2680318.7884 | 2601085.2559 | 2522069.8916 | 2443081.9281 | 2364093.9647 | 2285929.9048 | 2210255.3122 | 2137948.8588 | 2069084.6436 | 2003738.3959 | 1941987.5109 | 1883911.0866 | 1829589.9613 | 1779106.7513 | 1732545.8909 | 1688969.4705 | 1646395.204 | 1603820.9375 | 1561246.671 | 1518672.4045 | 1476098.138 | 1433523.8715 | 1390949.605 | 1348375.3385 | 1305801.072 | 1263226.8055 | 1220652.539 | 1178078.2725 | 1135504.006 | 1092929.7395 | 1050355.473 | 1007781.2065 | 965206.94 | 922632.6735 | 880058.407 | 779724.7883 | 681973.2075 | 586860.4694 | 494444.6286 | 404785.0167 | 317942.2709 | 233978.3622 | 152956.6249 | 74941.7869 | -1.0331e-10 | -1.0331e-10 | -1.0331e-10 | -1.0331e-10 | -1.0331e-10 | -1.0331e-10 | -1.0331e-10
1PH_UG_O&M | 1PH | UG | Subtotal | O&M |  |  | 306561.1202 | 348153.4906 | 388865.4722 | 428731.8846 | 467785.9869 | 506059.504 | 543582.6525 | 580384.165 | 559129.8566 | 651929.9254 | 654555.4832 | 657238.8034 | 659981.1565 | 662783.8415 | 665648.1855 | 668575.5451 | 671567.3066 | 674624.8868 | 677749.7338 | 680943.3275 | 684207.1802 | 687542.8376 | 690951.8796 | 694435.9204 | 697996.6102 | 701635.6351 | 705354.7185 | 709155.6219 | 713040.145 | 717010.1277 | 721067.45 | 725214.0334 | 729451.8417 | 733782.8817 | 738209.2046 | 742732.9066 | 747356.13 | 752081.0644 | 756909.9473 | 761845.0657 | 766888.7566 | 772043.4087 | 777311.4632 | 782695.4149 | 788197.8136 | 793821.265 | 799568.4323 | 805442.0373 | 811444.8616 | 817579.7481 | 775653.3799 | 732804.6316 | 689013.2109 | 644258.3789 | 598518.9406 | 551773.2347 | 375849.8861 | 324205.461 | 271424.8585 | 0 | 0 | 0 | 0 | 0 | 0 | 0
1PH_UG_O&M - Cost Savings (minus property tax) | 1PH | UG | Subtotal | O&M - Cost Savings (minus property tax) |  |  | 106709.5327 | 99761.0936 | 92873.8916 | 86044.343 | 79268.8984 | 72544.0417 | 65866.2875 | 59232.1798 | 52638.29 | 46081.2151 | 47095.0019 | 48131.0919 | 49189.9759 | 50272.1554 | 51378.1428 | 52508.4619 | 53663.6481 | 54844.2484 | 56050.8218 | 57283.9399 | 58544.1866 | 59832.1587 | 61148.4662 | 62493.7324 | 63868.5946 | 65273.7036 | 66709.7251 | 68177.3391 | 69677.2405 | 71210.1398 | 72776.7629 | 74377.8517 | 76014.1644 | 77686.476 | 79395.5785 | 81142.2812 | 82927.4114 | 84751.8145 | 86616.3544 | 88521.9142 | 90469.3963 | 92459.723 | 94493.8369 | 96572.7013 | 98697.3008 | 100868.6414 | 103087.7515 | 105355.682 | 107673.507 | 110042.3242 | 112463.2553 | 114937.4469 | 117466.0708 | 120050.3243 | 122691.4315 | 125390.643 | 0 | 0 | 0 | 0 | 0 | 0 | 0 | 0 | 0 | 0
1PH_UG_O&M - Storm Damage Reductions | 1PH | UG | Subtotal | O&M - Storm Damage Reductions |  |  | 128023.7514 | 128841.9595 | 127621.3413 | 124377.2515 | 119122.917 | 111869.4548 | 102625.8877 | 91399.1587 | 78194.1437 | 63013.6624 | 64399.963 | 65816.7622 | 67264.731 | 68744.555 | 70256.9353 | 71802.5878 | 73382.2448 | 74996.6541 | 76646.5805 | 78332.8053 | 80056.127 | 81817.3618 | 83617.3438 | 85456.9253 | 87336.9777 | 89258.3912 | 91222.0758 | 93228.9615 | 95279.9986 | 97376.1586 | 99518.4341 | 101707.8397 | 103945.4121 | 106232.2112 | 108569.3198 | 110957.8449 | 113398.9175 | 115893.6936 | 118443.3549 | 121049.1087 | 123712.1891 | 126433.8573 | 129215.4021 | 132058.141 | 134963.4201 | 137932.6153 | 140967.1329 | 144068.4098 | 147237.9148 | 150477.1489 | 153787.6462 | 157170.9744 | 160628.7358 | 164162.568 | 167774.1445 | 171465.1757 | 175237.4096 | 179092.6326 | 183032.6705 | 0 | 0 | 0 | 0 | 0 | 0 | 0
Rollup costs
[7 empty] | 2028 | 2029 | 2030 | 2031 | 2032 | 2033 | 2034 | 2035 | 2036 | 2037 | 2038 | 2039 | 2040 | 2041 | 2042 | 2043 | 2044 | 2045 | 2046 | 2047 | 2048 | 2049 | 2050 | 2051 | 2052 | 2053 | 2054 | 2055 | 2056 | 2057 | 2058 | 2059 | 2060 | 2061 | 2062 | 2063 | 2064 | 2065 | 2066 | 2067 | 2068 | 2069 | 2070 | 2071 | 2072 | 2073 | 2074 | 2075 | 2076 | 2077 | 2078 | 2079 | 2080 | 2081 | 2082 | 2083 | 2084 | 2085 | 2086 | 2087 | 2088 | 2089 | 2090
|  |  |  | Pre-tax Return on Rate Base |  |  | 670219.8079 | 1335057.4681 | 1991641.8993 | 2640771.4712 | 3283188.7629 | 3919584.9789 | 4550603.5202 | 5176843.6353 | 5798600.8271 | 6415833.8385 | 6195287.347 | 5976706.0136 | 5763554.9437 | 5554735.4309 | 5349215.7845 | 5146025.7898 | 4944252.2152 | 4743034.2206 | 4541886.0042 | 4340737.7877 | 4141687.6978 | 3948977.2055 | 3764843.9084 | 3589476.5049 | 3423067.8446 | 3265815.0198 | 3117919.4589 | 2979587.0218 | 2851028.0972 | 2732457.7023 | 2621487.3864 | 2513069.1237 | 2404650.861 | 2296232.5983 | 2187814.3357 | 2079396.073 | 1970977.8103 | 1862559.5476 | 1754141.2849 | 1645723.0222 | 1537304.7595 | 1428886.4968 | 1320468.2341 | 1212049.9715 | 1103631.7088 | 995213.4461 | 886795.1834 | 778376.9207 | 669958.658 | 561540.3953 | 458027.7693 | 364434.3408 | 280978.3321 | 207882.7665 | 145375.5736 | 93689.6977 | 53063.2077 | 23739.4102 | 5966.9644 | 1.3969e-11 | 1.3969e-11 | 1.3969e-11 | 1.3969e-11
|  |  |  | Depreciation Expense |  |  | 151993.752 | 307331.3665 | 466086.4086 | 628334.0616 | 794151.163 | 963616.2405 | 1136809.5498 | 1313813.1119 | 1494710.7524 | 1679588.1409 | 1679588.1409 | 1679588.1409 | 1679588.1409 | 1679588.1409 | 1679588.1409 | 1679588.1409 | 1679588.1409 | 1679588.1409 | 1679588.1409 | 1679588.1409 | 1679588.1409 | 1679588.1409 | 1679588.1409 | 1679588.1409 | 1679588.1409 | 1679588.1409 | 1679588.1409 | 1679588.1409 | 1679588.1409 | 1679588.1409 | 1679588.1409 | 1679588.1409 | 1679588.1409 | 1679588.1409 | 1679588.1409 | 1679588.1409 | 1679588.1409 | 1679588.1409 | 1679588.1409 | 1679588.1409 | 1679588.1409 | 1679588.1409 | 1679588.1409 | 1679588.1409 | 1679588.1409 | 1679588.1409 | 1679588.1409 | 1679588.1409 | 1679588.1409 | 1679588.1409 | 1527594.3889 | 1372256.7744 | 1213501.7323 | 1051254.0793 | 885436.978 | 715971.9004 | 542778.5911 | 365775.029 | 184877.3886 | 0 | 0 | 0 | 0
|  |  |  | Outage Restoration - Major/Minor Storm |  |  | 313612.0053 | 317558.1588 | 316857.1205 | 311547.1264 | 301661.5529 | 287228.9594 | 268273.1276 | 244813.0966 | 216863.1949 | 184433.0679 | 188490.5954 | 192637.3885 | 196875.411 | 201206.6701 | 205633.2168 | 210157.1476 | 214780.6049 | 219505.7782 | 224334.9053 | 229270.2732 | 234314.2192 | 239469.132 | 244737.4529 | 250121.6769 | 255624.3538 | 261248.0896 | 266995.5475 | 272869.4496 | 278872.5775 | 285007.7742 | 291277.9452 | 297686.06 | 304235.1533 | 310928.3267 | 317768.7499 | 324759.6624 | 331904.375 | 339206.2712 | 346668.8092 | 354295.523 | 362090.0245 | 370056.005 | 378197.2371 | 386517.5764 | 395020.963 | 403711.4242 | 412593.0756 | 421670.1232 | 430946.8659 | 440427.697 | 450117.1063 | 460019.6826 | 470140.1157 | 480483.1982 | 491053.8286 | 501857.0128 | 175237.4096 | 179092.6326 | 183032.6705 | 0 | 0 | 0 | 0
|  |  |  | Routine (non-storm) Restoration costs |  |  | 119647.1049 | 112915.1993 | 106250.863 | 99650.6152 | 93111.0131 | 86628.6497 | 80200.1524 | 73822.181 | 67491.4262 | 61204.6076 | 62551.1089 | 63927.2333 | 65333.6325 | 66770.9724 | 68239.9338 | 69741.2123 | 71275.519 | 72843.5804 | 74446.1392 | 76083.9542 | 77757.8012 | 79468.4729 | 81216.7793 | 83003.5484 | 84829.6265 | 86695.8783 | 88603.1876 | 90552.4577 | 92544.6118 | 94580.5932 | 96661.3663 | 98787.9163 | 100961.2505 | 103182.398 | 105452.4108 | 107772.3638 | 110143.3558 | 112566.5096 | 115042.9728 | 117573.9182 | 120160.5444 | 122804.0764 | 125505.7661 | 128266.893 | 131088.7646 | 133972.7174 | 136920.1172 | 139932.3598 | 143010.8717 | 146157.1109 | 149372.5673 | 152658.7638 | 156017.2566 | 159449.6363 | 162957.5282 | 166542.5939 | 28500.9443 | 29127.9651 | 29768.7803 | 0 | 0 | 0 | 0
|  |  |  | Pole Inspections |  |  | 2388.7571 | 2363.8361 | 2340.1512 | 2317.6885 | 2296.4346 | 2276.3771 | 2257.5038 | 2239.8035 | 2223.2653 | 2207.879 | 2256.4523 | 2306.0943 | 2356.8283 | 2408.6786 | 2461.6695 | 2515.8262 | 2571.1744 | 2627.7402 | 2685.5505 | 2744.6326 | 2805.0145 | 2866.7249 | 2929.7928 | 2994.2483 | 3060.1217 | 3127.4444 | 3196.2482 | 3266.5656 | 3338.4301 | 3411.8755 | 3486.9368 | 3563.6494 | 3642.0497 | 3722.1748 | 3804.0626 | 3887.752 | 3973.2826 | 4060.6948 | 4150.0301 | 4241.3307 | 4334.64 | 4430.0021 | 4527.4621 | 4627.0663 | 4728.8618 | 4832.8967 | 4939.2204 | 5047.8833 | 5158.9367 | 5272.4333 | 5388.4269 | 5506.9723 | 5628.1256 | 5751.9444 | 5878.4872 | 6007.8139 | 0 | 0 | 0 | 0 | 0 | 0 | 0
|  |  |  | Veg Mng - Tree Trimming |  |  | 87844.8177 | 80967.9639 | 74142.7149 | 67365.5329 | 60632.91 | 53941.3662 | 47287.4479 | 40667.7256 | 34078.7925 | 27517.2626 | 28122.6424 | 28741.3406 | 29373.65 | 30019.8703 | 30680.3075 | 31355.2743 | 32045.0903 | 32750.0823 | 33470.5841 | 34206.9369 | 34959.4895 | 35728.5983 | 36514.6275 | 37317.9493 | 38138.9442 | 38978.0009 | 39835.517 | 40711.8983 | 41607.5601 | 42522.9264 | 43458.4308 | 44414.5163 | 45391.6356 | 46390.2516 | 47410.8372 | 48453.8756 | 49519.8608 | 50609.2978 | 51722.7023 | 52860.6018 | 54023.535 | 55212.0528 | 56426.7179 | 57668.1057 | 58936.8041 | 60233.4138 | 61558.5489 | 62912.8369 | 64296.9194 | 65711.4516 | 67157.1035 | 68634.5598 | 70144.5201 | 71687.6995 | 73264.8289 | 74876.6552 | 0 | 0 | 0 | 0 | 0 | 0 | 0
|  |  |  | Veg Mng - Tickets |  |  | 12849.42 | 12114.2577 | 11386.3646 | 10665.3606 | 9950.8698 | 9242.5201 | 8539.9433 | 7842.7743 | 7150.6517 | 6463.217 | 6605.4078 | 6750.7268 | 6899.2428 | 7051.0261 | 7206.1487 | 7364.684 | 7526.707 | 7692.2946 | 7861.525 | 8034.4786 | 8211.2371 | 8391.8843 | 8576.5058 | 8765.1889 | 8958.0231 | 9155.0996 | 9356.5118 | 9562.355 | 9772.7269 | 9987.7268 | 10207.4568 | 10432.0209 | 10661.5253 | 10896.0789 | 11135.7926 | 11380.7801 | 11631.1572 | 11887.0427 | 12148.5576 | 12415.8259 | 12688.9741 | 12968.1315 | 13253.4304 | 13545.0059 | 13842.996 | 14147.5419 | 14458.7878 | 14776.8812 | 15101.9726 | 15434.2159 | 15773.7687 | 16120.7916 | 16475.449 | 16837.9089 | 17208.3429 | 17586.9264 | 0 | 0 | 0 | 0 | 0 | 0 | 0
|  |  |  | Veg Mng - Danger Trees |  |  | 2733.1611 | 2529.2038 | 2326.8417 | 2125.9699 | 1926.4843 | 1728.2818 | 1531.2598 | 1335.3168 | 1140.3519 | 946.2646 | 967.0824 | 988.3582 | 1010.1021 | 1032.3244 | 1055.0355 | 1078.2463 | 1101.9677 | 1126.211 | 1150.9876 | 1176.3094 | 1202.1882 | 1228.6363 | 1255.6663 | 1283.291 | 1311.5234 | 1340.3769 | 1369.8652 | 1400.0022 | 1430.8022 | 1462.2799 | 1494.45 | 1527.328 | 1560.9292 | 1595.2696 | 1630.3655 | 1666.2336 | 1702.8907 | 1740.3543 | 1778.6421 | 1817.7722 | 1857.7632 | 1898.634 | 1940.404 | 1983.0929 | 2026.7209 | 2071.3088 | 2116.8775 | 2163.4489 | 2211.0447 | 2259.6877 | 2309.4008 | 2360.2077 | 2412.1322 | 2465.1991 | 2519.4335 | 2574.8611 | 0 | 0 | 0 | 0 | 0 | 0 | 0
|  |  |  | Property Taxes |  |  | 122734.9547 | 248170.0785 | 376364.775 | 507379.7547 | 641277.0641 | 778120.1142 | 917973.7115 | 1060904.0879 | 1060904.0879 | 1356267.4238 | 1356267.4238 | 1356267.4238 | 1356267.4238 | 1356267.4238 | 1356267.4238 | 1356267.4238 | 1356267.4238 | 1356267.4238 | 1356267.4238 | 1356267.4238 | 1356267.4238 | 1356267.4238 | 1356267.4238 | 1356267.4238 | 1356267.4238 | 1356267.4238 | 1356267.4238 | 1356267.4238 | 1356267.4238 | 1356267.4238 | 1356267.4238 | 1356267.4238 | 1356267.4238 | 1356267.4238 | 1356267.4238 | 1356267.4238 | 1356267.4238 | 1356267.4238 | 1356267.4238 | 1356267.4238 | 1356267.4238 | 1356267.4238 | 1356267.4238 | 1356267.4238 | 1356267.4238 | 1356267.4238 | 1356267.4238 | 1356267.4238 | 1356267.4238 | 1356267.4238 | 1233532.4691 | 1108097.3453 | 979902.6489 | 848887.6691 | 714990.3597 | 578147.3096 | 438293.7123 | 295363.3359 | 149288.4913 | 0 | 0 | 0 | 0
|  |  |  | Reduced pole attachment revenue |  |  | 893.3768 | 1785.832 | 2677.8192 | 3569.7911 | 4462.1997 | 5355.4965 | 6250.1327 | 7146.5596 | 8045.2287 | 8946.5919 | 9143.4169 | 9344.5721 | 9550.1526 | 9760.256 | 9974.9816 | 10194.4312 | 10418.7087 | 10647.9203 | 10882.1746 | 11121.5824 | 11366.2572 | 11616.3149 | 11871.8738 | 12133.055 | 12399.9822 | 12672.7818 | 12951.583 | 13236.5179 | 13527.7213 | 13825.3311 | 14129.4884 | 14440.3371 | 14758.0246 | 15082.7011 | 15414.5205 | 15753.64 | 16100.2201 | 16454.4249 | 16816.4223 | 17186.3835 | 17564.484 | 17950.9026 | 18345.8225 | 18749.4306 | 19161.9181 | 19583.4802 | 20014.3168 | 20454.6318 | 20904.6337 | 21364.5356 | 21834.5554 | 22314.9156 | 22805.8438 | 23307.5723 | 23820.3389 | 24344.3864 | 0 | 0 | 0 | 0 | 0 | 0 | 0

## Costs_Mitigation
[6 empty] | 0 | 1 | 2 | 3 | 4 | 5 | 6 | 7 | 8 | 9 | 10 | 11 | 12 | 13 | 14 | 15 | 16 | 17 | 18 | 19 | 20 | 21 | 22 | 23 | 24 | 25 | 26 | 27 | 28 | 29 | 30 | 31 | 32 | 33 | 34 | 35 | 36 | 37 | 38 | 39 | 40 | 41 | 42 | 43 | 44 | 45 | 46 | 47 | 48 | 49 | 50 | 51 | 52 | 53 | 54 | 55 | 56 | 57 | 58 | 59 | 60 | 61 | 62 | 63
T&D Resilience Projects - Overhead (OH) Spacer Cable - Detailed Annual Cost Calcs
Lookup | Phase | Type | Cost Bucket | Cost Category | Notes | 2027 | 2028 | 2029 | 2030 | 2031 | 2032 | 2033 | 2034 | 2035 | 2036 | 2037 | 2038 | 2039 | 2040 | 2041 | 2042 | 2043 | 2044 | 2045 | 2046 | 2047 | 2048 | 2049 | 2050 | 2051 | 2052 | 2053 | 2054 | 2055 | 2056 | 2057 | 2058 | 2059 | 2060 | 2061 | 2062 | 2063 | 2064 | 2065 | 2066 | 2067 | 2068 | 2069 | 2070 | 2071 | 2072 | 2073 | 2074 | 2075 | 2076 | 2077 | 2078 | 2079 | 2080 | 2081 | 2082 | 2083 | 2084 | 2085 | 2086 | 2087 | 2088 | 2089 | 2090
1PH_OH_Plant in Service | 1PH | OH | CAPEX | Plant in Service |  | 10031291 | 10031291 | 10031291 | 10031291 | 10031291 | 10031291 | 10031291 | 10031291 | 10031291 | 10031291 | 10031291 | 10031291 | 10031291 | 10031291 | 10031291 | 10031291 | 10031291 | 10031291 | 10031291 | 10031291 | 10031291 | 10031291 | 10031291 | 10031291 | 10031291 | 10031291 | 10031291 | 10031291 | 10031291 | 10031291 | 10031291 | 10031291 | 10031291 | 10031291 | 10031291 | 10031291 | 10031291 | 10031291 | 10031291 | 10031291 | 10031291 | 10031291 | 10031291 | 10031291 | 10031291 | 10031291 | 10031291 | 10031291 | 10031291 | 10031291 | 10031291 | 0 | 0 | 0 | 0 | 0 | 0 | 0 | 0 | 0 | 0 | 0 | 0 | 0
1PH_OH_Cumulative Depreciation | 1PH | OH | CAPEX | Cumulative Depreciation |  | 0 | -200625.82 | -401251.64 | -601877.46 | -802503.28 | -1003129.1 | -1203754.92 | -1404380.74 | -1605006.56 | -1805632.38 | -2006258.2 | -2206884.02 | -2407509.84 | -2608135.66 | -2808761.48 | -3009387.3 | -3210013.12 | -3410638.94 | -3611264.76 | -3811890.58 | -4012516.4 | -4213142.22 | -4413768.04 | -4614393.86 | -4815019.68 | -5015645.5 | -5216271.32 | -5416897.14 | -5617522.96 | -5818148.78 | -6018774.6 | -6219400.42 | -6420026.24 | -6620652.06 | -6821277.88 | -7021903.7 | -7222529.52 | -7423155.34 | -7623781.16 | -7824406.98 | -8025032.8 | -8225658.62 | -8426284.44 | -8626910.26 | -8827536.08 | -9028161.9 | -9228787.72 | -9429413.54 | -9630039.36 | -9830665.18 | -10031291 | 0 | 0 | 0 | 0 | 0 | 0 | 0 | 0 | 0 | 0 | 0 | 0 | 0
1PH_OH_Net Plant (b.o.y.) | 1PH | OH | CAPEX | Net Plant (b.o.y.) |  | 0 | 10031291 | 9830665.18 | 9630039.36 | 9429413.54 | 9228787.72 | 9028161.9 | 8827536.08 | 8626910.26 | 8426284.44 | 8225658.62 | 8025032.8 | 7824406.98 | 7623781.16 | 7423155.34 | 7222529.52 | 7021903.7 | 6821277.88 | 6620652.06 | 6420026.24 | 6219400.42 | 6018774.6 | 5818148.78 | 5617522.96 | 5416897.14 | 5216271.32 | 5015645.5 | 4815019.68 | 4614393.86 | 4413768.04 | 4213142.22 | 4012516.4 | 3811890.58 | 3611264.76 | 3410638.94 | 3210013.12 | 3009387.3 | 2808761.48 | 2608135.66 | 2407509.84 | 2206884.02 | 2006258.2 | 1805632.38 | 1605006.56 | 1404380.74 | 1203754.92 | 1003129.1 | 802503.28 | 601877.46 | 401251.64 | 200625.82 | 0 | 0 | 0 | 0 | 0 | 0 | 0 | 0 | 0 | 0 | 0 | 0 | 0
1PH_OH_Net Plant (e.o.y.) | 1PH | OH | CAPEX | Net Plant (e.o.y.) |  | 10031291 | 9830665.18 | 9630039.36 | 9429413.54 | 9228787.72 | 9028161.9 | 8827536.08 | 8626910.26 | 8426284.44 | 8225658.62 | 8025032.8 | 7824406.98 | 7623781.16 | 7423155.34 | 7222529.52 | 7021903.7 | 6821277.88 | 6620652.06 | 6420026.24 | 6219400.42 | 6018774.6 | 5818148.78 | 5617522.96 | 5416897.14 | 5216271.32 | 5015645.5 | 4815019.68 | 4614393.86 | 4413768.04 | 4213142.22 | 4012516.4 | 3811890.58 | 3611264.76 | 3410638.94 | 3210013.12 | 3009387.3 | 2808761.48 | 2608135.66 | 2407509.84 | 2206884.02 | 2006258.2 | 1805632.38 | 1605006.56 | 1404380.74 | 1203754.92 | 1003129.1 | 802503.28 | 601877.46 | 401251.64 | 200625.82 | 0 | 0 | 0 | 0 | 0 | 0 | 0 | 0 | 0 | 0 | 0 | 0 | 0 | 0
1PH_OH_MACRS depreciation | 1PH | OH | CAPEX | MACRS depreciation |  | 0 | 376173.4125 | 724158.8973 | 669789.3001 | 619632.8451 | 573087.6548 | 530153.7294 | 490329.5041 | 453614.979 | 447596.2044 | 447495.8915 | 447596.2044 | 447495.8915 | 447596.2044 | 447495.8915 | 447596.2044 | 447495.8915 | 447596.2044 | 447495.8915 | 447596.2044 | 447495.8915 | 223798.1022 | 0 | 0 | 0 | 0 | 0 | 0 | 0 | 0 | 0 | 0 | 0 | 0 | 0 | 0 | 0 | 0 | 0 | 0 | 0 | 0 | 0 | 0 | 0 | 0 | 0 | 0 | 0 | 0 | 0 | 0 | 0 | 0 | 0 | 0 | 0 | 0 | 0 | 0 | 0 | 0 | 0 | 0
1PH_OH_ADIT (b.o.y.) | 1PH | OH | CAPEX | ADIT (b.o.y.) |  | 0 | 0 | -48653.0153 | -193750.2076 | -323778.8661 | -439906.6631 | -543134.4607 | -634463.1207 | -714754.4968 | -784870.4422 | -853318.2842 | -921738.3246 | -990186.1666 | -1058606.2069 | -1127054.049 | -1195474.0893 | -1263921.9313 | -1332341.9716 | -1400789.8137 | -1469209.854 | -1537657.696 | -1606077.7364 | -1612499.9344 | -1556896.4884 | -1501293.0424 | -1445689.5963 | -1390086.1503 | -1334482.7043 | -1278879.2583 | -1223275.8123 | -1167672.3663 | -1112068.9203 | -1056465.4742 | -1000862.0282 | -945258.5822 | -889655.1362 | -834051.6902 | -778448.2442 | -722844.7982 | -667241.3522 | -611637.9061 | -556034.4601 | -500431.0141 | -444827.5681 | -389224.1221 | -333620.6761 | -278017.2301 | -222413.7841 | -166810.338 | -111206.892 | -55603.446 | 9.4587e-10 | 9.4587e-10 | 9.4587e-10 | 9.4587e-10 | 9.4587e-10 | 9.4587e-10 | 9.4587e-10 | 9.4587e-10 | 9.4587e-10 | 9.4587e-10 | 9.4587e-10 | 9.4587e-10 | 9.4587e-10
1PH_OH_ADIT (e.o.y.) | 1PH | OH | CAPEX | ADIT (e.o.y.) |  |  | -48653.0153 | -193750.2076 | -323778.8661 | -439906.6631 | -543134.4607 | -634463.1207 | -714754.4968 | -784870.4422 | -853318.2842 | -921738.3246 | -990186.1666 | -1058606.2069 | -1127054.049 | -1195474.0893 | -1263921.9313 | -1332341.9716 | -1400789.8137 | -1469209.854 | -1537657.696 | -1606077.7364 | -1612499.9344 | -1556896.4884 | -1501293.0424 | -1445689.5963 | -1390086.1503 | -1334482.7043 | -1278879.2583 | -1223275.8123 | -1167672.3663 | -1112068.9203 | -1056465.4742 | -1000862.0282 | -945258.5822 | -889655.1362 | -834051.6902 | -778448.2442 | -722844.7982 | -667241.3522 | -611637.9061 | -556034.4601 | -500431.0141 | -444827.5681 | -389224.1221 | -333620.6761 | -278017.2301 | -222413.7841 | -166810.338 | -111206.892 | -55603.446 | 9.4587e-10 | 9.4587e-10 | 9.4587e-10 | 9.4587e-10 | 9.4587e-10 | 9.4587e-10 | 9.4587e-10 | 9.4587e-10 | 9.4587e-10 | 9.4587e-10 | 9.4587e-10 | 9.4587e-10 | 9.4587e-10 | 9.4587e-10
1PH_OH_Net Rate Base | 1PH | OH | CAPEX | Net Rate Base |  |  | 9906651.5824 | 9609150.6586 | 9270961.9131 | 8947257.8654 | 8636954.2481 | 8339050.1993 | 8052614.3612 | 7776784.8805 | 7506877.1668 | 7237817.4056 | 6968757.6444 | 6699697.8832 | 6430638.1221 | 6161578.3609 | 5892518.5997 | 5623458.8385 | 5354399.0773 | 5085339.3162 | 4816279.555 | 4547219.7938 | 4309172.8546 | 4133137.6586 | 3988115.2846 | 3843092.9107 | 3698070.5367 | 3553048.1627 | 3408025.7887 | 3263003.4147 | 3117981.0407 | 2972958.6667 | 2827936.2927 | 2682913.9188 | 2537891.5448 | 2392869.1708 | 2247846.7968 | 2102824.4228 | 1957802.0488 | 1812779.6748 | 1667757.3009 | 1522734.9269 | 1377712.5529 | 1232690.1789 | 1087667.8049 | 942645.4309 | 797623.0569 | 652600.6829 | 507578.309 | 362555.935 | 217533.561 | 72511.187 | 9.4587e-10 | 9.4587e-10 | 9.4587e-10 | 9.4587e-10 | 9.4587e-10 | 9.4587e-10 | 9.4587e-10 | 9.4587e-10 | 9.4587e-10 | 9.4587e-10 | 9.4587e-10 | 9.4587e-10 | 9.4587e-10
1PH_OH_Pre-tax Return on Rate Base | 1PH | OH | CAPEX | Pre-tax Return on Rate Base |  |  | 884663.9863 | 858097.1538 | 827896.8988 | 798990.1274 | 771280.0144 | 744677.1828 | 719098.4625 | 694466.8898 | 670364.131 | 646337.0943 | 622310.0576 | 598283.021 | 574255.9843 | 550228.9476 | 526201.911 | 502174.8743 | 478147.8376 | 454120.8009 | 430093.7643 | 406066.7276 | 384809.1359 | 369089.1929 | 356138.6949 | 343188.1969 | 330237.6989 | 317287.2009 | 304336.7029 | 291386.2049 | 278435.7069 | 265485.2089 | 252534.7109 | 239584.2129 | 226633.7149 | 213683.217 | 200732.719 | 187782.221 | 174831.723 | 161881.225 | 148930.727 | 135980.229 | 123029.731 | 110079.233 | 97128.735 | 84178.237 | 71227.739 | 58277.241 | 45326.743 | 32376.245 | 19425.747 | 6475.249 | 8.4467e-11 | 8.4467e-11 | 8.4467e-11 | 8.4467e-11 | 8.4467e-11 | 8.4467e-11 | 8.4467e-11 | 8.4467e-11 | 8.4467e-11 | 8.4467e-11 | 8.4467e-11 | 8.4467e-11 | 8.4467e-11
1PH_OH_Depreciation Expense | 1PH | OH | CAPEX | Depreciation Expense |  |  | 200625.82 | 200625.82 | 200625.82 | 200625.82 | 200625.82 | 200625.82 | 200625.82 | 200625.82 | 200625.82 | 200625.82 | 200625.82 | 200625.82 | 200625.82 | 200625.82 | 200625.82 | 200625.82 | 200625.82 | 200625.82 | 200625.82 | 200625.82 | 200625.82 | 200625.82 | 200625.82 | 200625.82 | 200625.82 | 200625.82 | 200625.82 | 200625.82 | 200625.82 | 200625.82 | 200625.82 | 200625.82 | 200625.82 | 200625.82 | 200625.82 | 200625.82 | 200625.82 | 200625.82 | 200625.82 | 200625.82 | 200625.82 | 200625.82 | 200625.82 | 200625.82 | 200625.82 | 200625.82 | 200625.82 | 200625.82 | 200625.82 | 200625.82 | 0 | 0 | 0 | 0 | 0 | 0 | 0 | 0 | 0 | 0 | 0 | 0 | 0
1PH_OH_Outage Restoration - Major/Minor Storm | 1PH | OH | O&M | Outage Restoration - Major/Minor Storm |  |  | 5708.8053 | 6411.1545 | 7141.6439 | 7901.1719 | 8690.6626 | 9511.0666 | 10363.3622 | 11248.5554 | 12167.6813 | 13121.8044 | 13410.4841 | 13705.5147 | 14007.036 | 14315.1908 | 14630.125 | 14951.9878 | 15280.9315 | 15617.112 | 15960.6885 | 16311.8236 | 16670.6837 | 17037.4388 | 17412.2624 | 17795.3322 | 18186.8295 | 18586.9398 | 18995.8524 | 19413.7612 | 19840.8639 | 20277.3629 | 20723.4649 | 21179.3812 | 21645.3275 | 22121.5247 | 22608.1983 | 23105.5787 | 23613.9014 | 24133.4072 | 24664.3422 | 25206.9577 | 25761.5108 | 26328.264 | 26907.4858 | 27499.4505 | 28104.4384 | 28722.7361 | 29354.6363 | 0 | 0 | 0 | 0 | 0 | 0 | 0 | 0 | 0 | 0 | 0 | 0 | 0 | 0 | 0 | 0
1PH_OH_Routine (non-storm) Restoration costs | 1PH | OH | O&M | Routine (non-storm) Restoration costs |  |  | 2336.4839 | 2387.8865 | 2440.42 | 2494.1093 | 2548.9797 | 2605.0572 | 2662.3685 | 2720.9406 | 2780.8013 | 2841.9789 | 2904.5024 | 2968.4015 | 3033.7063 | 3100.4479 | 3168.6577 | 3238.3682 | 3309.6123 | 3382.4237 | 3456.8371 | 3532.8875 | 3610.611 | 3690.0445 | 3771.2254 | 3854.1924 | 3938.9846 | 4025.6423 | 4114.2064 | 4204.719 | 4297.2228 | 4391.7617 | 4488.3804 | 4587.1248 | 4688.0415 | 4791.1785 | 4896.5844 | 5004.3092 | 5114.404 | 5226.9209 | 5341.9132 | 5459.4353 | 5579.5429 | 5702.2928 | 5827.7433 | 5955.9536 | 6086.9846 | 6220.8982 | 6357.758 | 0 | 0 | 0 | 0 | 0 | 0 | 0 | 0 | 0 | 0 | 0 | 0 | 0 | 0 | 0 | 0
1PH_OH_Pole Inspections | 1PH | OH | O&M | Pole Inspections | Not included as no change
1PH_OH_Veg Mng - Tree Trimming | 1PH | OH | O&M | Veg Mng - Tree Trimming | Not included as no change
1PH_OH_Veg Mng - Tickets | 1PH | OH | O&M | Veg Mng - Tickets | Not included as no change
1PH_OH_Veg Mng - Danger Trees | 1PH | OH | O&M | Veg Mng - Danger Trees | Not included as no change
1PH_OH_Property Taxes | 1PH | OH | O&M | Property Taxes |  | 0 | 162005.3496 | 162005.3496 | 162005.3496 | 162005.3496 | 162005.3496 | 162005.3496 | 162005.3496 | 162005.3496 | 162005.3496 | 162005.3496 | 162005.3496 | 162005.3496 | 162005.3496 | 162005.3496 | 162005.3496 | 162005.3496 | 162005.3496 | 162005.3496 | 162005.3496 | 162005.3496 | 162005.3496 | 162005.3496 | 162005.3496 | 162005.3496 | 162005.3496 | 162005.3496 | 162005.3496 | 162005.3496 | 162005.3496 | 162005.3496 | 162005.3496 | 162005.3496 | 162005.3496 | 162005.3496 | 162005.3496 | 162005.3496 | 162005.3496 | 162005.3496 | 162005.3496 | 162005.3496 | 162005.3496 | 162005.3496 | 162005.3496 | 162005.3496 | 162005.3496 | 162005.3496 | 162005.3496 | 162005.3496 | 162005.3496 | 162005.3496 | 0 | 0 | 0 | 0 | 0 | 0 | 0 | 0 | 0 | 0 | 0 | 0 | 0
1PH_OH_Reduced pole attachment revenue | 1PH | OH | O&M | Reduced pole attachment revenue | Not included as no change
|  |  | Total Costs impacting revenue requirement |  |  |  | 1255340.4452 | 1229527.3645 | 1200110.1324 | 1172016.5782 | 1145150.8262 | 1119424.4763 | 1094755.3628 | 1071067.5555 | 1047943.7832 | 1024932.0472 | 1001256.2138 | 977588.1068 | 953927.8963 | 930275.756 | 906631.8633 | 882996.3999 | 859369.551 | 835751.5063 | 812142.4595 | 788542.6083 | 767721.6003 | 752447.8458 | 739953.3524 | 727468.8912 | 714994.6827 | 702530.9526 | 690077.9314 | 677635.8547 | 665204.9633 | 652785.5032 | 640377.726 | 627981.8886 | 615598.2537 | 603227.0898 | 590868.6713 | 578523.2785 | 566191.198 | 553872.7228 | 541568.152 | 529277.7916 | 517001.9543 | 504740.9594 | 492495.1337 | 480264.8107 | 468050.3316 | 455852.0449 | 443670.3069 | 395007.4146 | 382056.9166 | 369106.4186 | 8.4467e-11 | 8.4467e-11 | 8.4467e-11 | 8.4467e-11 | 8.4467e-11 | 8.4467e-11 | 8.4467e-11 | 8.4467e-11 | 8.4467e-11 | 8.4467e-11 | 8.4467e-11 | 8.4467e-11 | 8.4467e-11
1PH_OH_CAPEX | 1PH | OH | Subtotal | CAPEX |  |  | 1085289.8063 | 1058722.9738 | 1028522.7188 | 999615.9474 | 971905.8344 | 945303.0028 | 919724.2825 | 895092.7098 | 870989.951 | 846962.9143 | 822935.8776 | 798908.841 | 774881.8043 | 750854.7676 | 726827.731 | 702800.6943 | 678773.6576 | 654746.6209 | 630719.5843 | 606692.5476 | 585434.9559 | 569715.0129 | 556764.5149 | 543814.0169 | 530863.5189 | 517913.0209 | 504962.5229 | 492012.0249 | 479061.5269 | 466111.0289 | 453160.5309 | 440210.0329 | 427259.5349 | 414309.037 | 401358.539 | 388408.041 | 375457.543 | 362507.045 | 349556.547 | 336606.049 | 323655.551 | 310705.053 | 297754.555 | 284804.057 | 271853.559 | 258903.061 | 245952.563 | 233002.065 | 220051.567 | 207101.069 | 8.4467e-11 | 8.4467e-11 | 8.4467e-11 | 8.4467e-11 | 8.4467e-11 | 8.4467e-11 | 8.4467e-11 | 8.4467e-11 | 8.4467e-11 | 8.4467e-11 | 8.4467e-11 | 8.4467e-11 | 8.4467e-11
1PH_OH_O&M | 1PH | OH | Subtotal | O&M |  |  | 170050.6389 | 170804.3906 | 171587.4136 | 172400.6308 | 173244.9919 | 174121.4735 | 175031.0803 | 175974.8456 | 176953.8322 | 177969.1329 | 178320.3361 | 178679.2659 | 179046.092 | 179420.9883 | 179804.1324 | 180195.7056 | 180595.8934 | 181004.8854 | 181422.8752 | 181850.0608 | 182286.6444 | 182732.8329 | 183188.8375 | 183654.8742 | 184131.1638 | 184617.9317 | 185115.4085 | 185623.8298 | 186143.4364 | 186674.4743 | 187217.195 | 187771.8556 | 188338.7187 | 188918.0529 | 189510.1323 | 190115.2375 | 190733.6551 | 191365.6778 | 192011.605 | 192671.7426 | 193346.4033 | 194035.9065 | 194740.5787 | 195460.7538 | 196196.7726 | 196948.984 | 197717.7439 | 162005.3496 | 162005.3496 | 162005.3496 | 0 | 0 | 0 | 0 | 0 | 0 | 0 | 0 | 0 | 0 | 0 | 0 | 0
1PH_OH_O&M - Cost Savings (minus property tax) | 1PH | OH | Subtotal | O&M - Cost Savings (minus property tax) |  |  | 0 | 0 | 0 | 0 | 0 | 0 | 0 | 0 | 0 | 0 | 0 | 0 | 0 | 0 | 0 | 0 | 0 | 0 | 0 | 0 | 0 | 0 | 0 | 0 | 0 | 0 | 0 | 0 | 0 | 0 | 0 | 0 | 0 | 0 | 0 | 0 | 0 | 0 | 0 | 0 | 0 | 0 | 0 | 0 | 0 | 0 | 0 | 0 | 0 | 0 | 0 | 0 | 0 | 0 | 0 | 0 | 0 | 0 | 0 | 0 | 0 | 0 | 0
1PH_OH_O&M - Storm Damage Reductions | 1PH | OH | Subtotal | O&M - Storm Damage Reductions |  |  | 5708.8053 | 6411.1545 | 7141.6439 | 7901.1719 | 8690.6626 | 9511.0666 | 10363.3622 | 11248.5554 | 12167.6813 | 13121.8044 | 13410.4841 | 13705.5147 | 14007.036 | 14315.1908 | 14630.125 | 14951.9878 | 15280.9315 | 15617.112 | 15960.6885 | 16311.8236 | 16670.6837 | 17037.4388 | 17412.2624 | 17795.3322 | 18186.8295 | 18586.9398 | 18995.8524 | 19413.7612 | 19840.8639 | 20277.3629 | 20723.4649 | 21179.3812 | 21645.3275 | 22121.5247 | 22608.1983 | 23105.5787 | 23613.9014 | 24133.4072 | 24664.3422 | 25206.9577 | 25761.5108 | 26328.264 | 26907.4858 | 27499.4505 | 28104.4384 | 28722.7361 | 29354.6363 | 0 | 0 | 0 | 0 | 0 | 0 | 0 | 0 | 0 | 0 | 0 | 0 | 0 | 0 | 0 | 0
| Phase | Type | Cost Bucket | Cost Category | Notes | 2027 | 2028 | 2029 | 2030 | 2031 | 2032 | 2033 | 2034 | 2035 | 2036 | 2037 | 2038 | 2039 | 2040 | 2041 | 2042 | 2043 | 2044 | 2045 | 2046 | 2047 | 2048 | 2049 | 2050 | 2051 | 2052 | 2053 | 2054 | 2055 | 2056 | 2057 | 2058 | 2059 | 2060 | 2061 | 2062 | 2063 | 2064 | 2065 | 2066 | 2067 | 2068 | 2069 | 2070 | 2071 | 2072 | 2073 | 2074 | 2075 | 2076 | 2077 | 2078 | 2079 | 2080 | 2081 | 2082 | 2083 | 2084 | 2085 | 2086 | 2087 | 2088 | 2089 | 2090
| Phase | Type
3PH_OH_Plant in Service | 3PH | OH | CAPEX | Plant in Service |  | 36122723 | 36122723 | 36122723 | 36122723 | 36122723 | 36122723 | 36122723 | 36122723 | 36122723 | 36122723 | 36122723 | 36122723 | 36122723 | 36122723 | 36122723 | 36122723 | 36122723 | 36122723 | 36122723 | 36122723 | 36122723 | 36122723 | 36122723 | 36122723 | 36122723 | 36122723 | 36122723 | 36122723 | 36122723 | 36122723 | 36122723 | 36122723 | 36122723 | 36122723 | 36122723 | 36122723 | 36122723 | 36122723 | 36122723 | 36122723 | 36122723 | 36122723 | 36122723 | 36122723 | 36122723 | 36122723 | 36122723 | 36122723 | 36122723 | 36122723 | 36122723 | 0 | 0 | 0 | 0 | 0 | 0 | 0 | 0 | 0 | 0 | 0 | 0 | 0
3PH_OH_Cumulative Depreciation | 3PH | OH | CAPEX | Cumulative Depreciation |  | 0 | -722454.46 | -1444908.92 | -2167363.38 | -2889817.84 | -3612272.3 | -4334726.76 | -5057181.22 | -5779635.68 | -6502090.14 | -7224544.6 | -7946999.06 | -8669453.52 | -9391907.98 | -10114362.44 | -10836816.9 | -11559271.36 | -12281725.82 | -13004180.28 | -13726634.74 | -14449089.2 | -15171543.66 | -15893998.12 | -16616452.58 | -17338907.04 | -18061361.5 | -18783815.96 | -19506270.42 | -20228724.88 | -20951179.34 | -21673633.8 | -22396088.26 | -23118542.72 | -23840997.18 | -24563451.64 | -25285906.1 | -26008360.56 | -26730815.02 | -27453269.48 | -28175723.94 | -28898178.4 | -29620632.86 | -30343087.32 | -31065541.78 | -31787996.24 | -32510450.7 | -33232905.16 | -33955359.62 | -34677814.08 | -35400268.54 | -36122723 | 0 | 0 | 0 | 0 | 0 | 0 | 0 | 0 | 0 | 0 | 0 | 0 | 0
3PH_OH_Net Plant (b.o.y.) | 3PH | OH | CAPEX | Net Plant (b.o.y.) |  | 0 | 36122723 | 35400268.54 | 34677814.08 | 33955359.62 | 33232905.16 | 32510450.7 | 31787996.24 | 31065541.78 | 30343087.32 | 29620632.86 | 28898178.4 | 28175723.94 | 27453269.48 | 26730815.02 | 26008360.56 | 25285906.1 | 24563451.64 | 23840997.18 | 23118542.72 | 22396088.26 | 21673633.8 | 20951179.34 | 20228724.88 | 19506270.42 | 18783815.96 | 18061361.5 | 17338907.04 | 16616452.58 | 15893998.12 | 15171543.66 | 14449089.2 | 13726634.74 | 13004180.28 | 12281725.82 | 11559271.36 | 10836816.9 | 10114362.44 | 9391907.98 | 8669453.52 | 7946999.06 | 7224544.6 | 6502090.14 | 5779635.68 | 5057181.22 | 4334726.76 | 3612272.3 | 2889817.84 | 2167363.38 | 1444908.92 | 722454.46 | 0 | 0 | 0 | 0 | 0 | 0 | 0 | 0 | 0 | 0 | 0 | 0 | 0
3PH_OH_Net Plant (e.o.y.) | 3PH | OH | CAPEX | Net Plant (e.o.y.) |  | 36122723 | 35400268.54 | 34677814.08 | 33955359.62 | 33232905.16 | 32510450.7 | 31787996.24 | 31065541.78 | 30343087.32 | 29620632.86 | 28898178.4 | 28175723.94 | 27453269.48 | 26730815.02 | 26008360.56 | 25285906.1 | 24563451.64 | 23840997.18 | 23118542.72 | 22396088.26 | 21673633.8 | 20951179.34 | 20228724.88 | 19506270.42 | 18783815.96 | 18061361.5 | 17338907.04 | 16616452.58 | 15893998.12 | 15171543.66 | 14449089.2 | 13726634.74 | 13004180.28 | 12281725.82 | 11559271.36 | 10836816.9 | 10114362.44 | 9391907.98 | 8669453.52 | 7946999.06 | 7224544.6 | 6502090.14 | 5779635.68 | 5057181.22 | 4334726.76 | 3612272.3 | 2889817.84 | 2167363.38 | 1444908.92 | 722454.46 | 0 | 0 | 0 | 0 | 0 | 0 | 0 | 0 | 0 | 0 | 0 | 0 | 0 | 0
3PH_OH_MACRS depreciation | 3PH | OH | CAPEX | MACRS depreciation |  | 0 | 1354602.1125 | 2607699.3734 | 2411914.2147 | 2231300.5997 | 2063691.165 | 1909085.9106 | 1765678.7002 | 1633469.5341 | 1611795.9003 | 1611434.673 | 1611795.9003 | 1611434.673 | 1611795.9003 | 1611434.673 | 1611795.9003 | 1611434.673 | 1611795.9003 | 1611434.673 | 1611795.9003 | 1611434.673 | 805897.9501 | 0 | 0 | 0 | 0 | 0 | 0 | 0 | 0 | 0 | 0 | 0 | 0 | 0 | 0 | 0 | 0 | 0 | 0 | 0 | 0 | 0 | 0 | 0 | 0 | 0 | 0 | 0 | 0 | 0 | 0 | 0 | 0 | 0 | 0 | 0 | 0 | 0 | 0 | 0 | 0 | 0 | 0
3PH_OH_ADIT (b.o.y.) | 3PH | OH | CAPEX | ADIT (b.o.y.) |  | 0 | 0 | -175199.7219 | -697695.3496 | -1165929.1206 | -1584105.8283 | -1955829.5811 | -2284704.4876 | -2573834.0858 | -2826321.9135 | -3072802.8937 | -3319183.7597 | -3565664.7399 | -3812045.606 | -4058526.5861 | -4304907.4522 | -4551388.4323 | -4797769.2984 | -5044250.2785 | -5290631.1446 | -5537112.1248 | -5783492.9908 | -5806619.3541 | -5606391.1005 | -5406162.8469 | -5205934.5933 | -5005706.3397 | -4805478.0861 | -4605249.8325 | -4405021.579 | -4204793.3254 | -4004565.0718 | -3804336.8182 | -3604108.5646 | -3403880.311 | -3203652.0574 | -3003423.8038 | -2803195.5502 | -2602967.2967 | -2402739.0431 | -2202510.7895 | -2002282.5359 | -1802054.2823 | -1601826.0287 | -1401597.7751 | -1201369.5215 | -1001141.2679 | -800913.0144 | -600684.7608 | -400456.5072 | -200228.2536 | -3.8999e-09 | -3.8999e-09 | -3.8999e-09 | -3.8999e-09 | -3.8999e-09 | -3.8999e-09 | -3.8999e-09 | -3.8999e-09 | -3.8999e-09 | -3.8999e-09 | -3.8999e-09 | -3.8999e-09 | -3.8999e-09
3PH_OH_ADIT (e.o.y.) | 3PH | OH | CAPEX | ADIT (e.o.y.) |  |  | -175199.7219 | -697695.3496 | -1165929.1206 | -1584105.8283 | -1955829.5811 | -2284704.4876 | -2573834.0858 | -2826321.9135 | -3072802.8937 | -3319183.7597 | -3565664.7399 | -3812045.606 | -4058526.5861 | -4304907.4522 | -4551388.4323 | -4797769.2984 | -5044250.2785 | -5290631.1446 | -5537112.1248 | -5783492.9908 | -5806619.3541 | -5606391.1005 | -5406162.8469 | -5205934.5933 | -5005706.3397 | -4805478.0861 | -4605249.8325 | -4405021.579 | -4204793.3254 | -4004565.0718 | -3804336.8182 | -3604108.5646 | -3403880.311 | -3203652.0574 | -3003423.8038 | -2803195.5502 | -2602967.2967 | -2402739.0431 | -2202510.7895 | -2002282.5359 | -1802054.2823 | -1601826.0287 | -1401597.7751 | -1201369.5215 | -1001141.2679 | -800913.0144 | -600684.7608 | -400456.5072 | -200228.2536 | -3.8999e-09 | -3.8999e-09 | -3.8999e-09 | -3.8999e-09 | -3.8999e-09 | -3.8999e-09 | -3.8999e-09 | -3.8999e-09 | -3.8999e-09 | -3.8999e-09 | -3.8999e-09 | -3.8999e-09 | -3.8999e-09 | -3.8999e-09
3PH_OH_Net Rate Base | 3PH | OH | CAPEX | Net Rate Base |  |  | 35673895.9091 | 34602593.7742 | 33384774.6149 | 32219114.9155 | 31101710.2253 | 30028956.4357 | 28997499.7233 | 28004236.5504 | 27032297.6864 | 26063412.3033 | 25094526.9202 | 24125641.5371 | 23156756.154 | 22187870.7709 | 21218985.3878 | 20250100.0046 | 19281214.6215 | 18312329.2384 | 17343443.8553 | 16374558.4722 | 15517350.3976 | 14883446.8827 | 14361220.6763 | 13838994.4699 | 13316768.2635 | 12794542.0571 | 12272315.8507 | 11750089.6442 | 11227863.4378 | 10705637.2314 | 10183411.025 | 9661184.8186 | 9138958.6122 | 8616732.4058 | 8094506.1994 | 7572279.993 | 7050053.7865 | 6527827.5801 | 6005601.3737 | 5483375.1673 | 4961148.9609 | 4438922.7545 | 3916696.5481 | 3394470.3417 | 2872244.1353 | 2350017.9288 | 1827791.7224 | 1305565.516 | 783339.3096 | 261113.1032 | -3.8999e-09 | -3.8999e-09 | -3.8999e-09 | -3.8999e-09 | -3.8999e-09 | -3.8999e-09 | -3.8999e-09 | -3.8999e-09 | -3.8999e-09 | -3.8999e-09 | -3.8999e-09 | -3.8999e-09 | -3.8999e-09
3PH_OH_Pre-tax Return on Rate Base | 3PH | OH | CAPEX | Pre-tax Return on Rate Base |  |  | 3185678.9047 | 3090011.624 | 2981260.3731 | 2877166.962 | 2777382.7231 | 2681585.8097 | 2589476.7253 | 2500778.3239 | 2413984.1834 | 2327462.7187 | 2240941.254 | 2154419.7893 | 2067898.3245 | 1981376.8598 | 1894855.3951 | 1808333.9304 | 1721812.4657 | 1635291.001 | 1548769.5363 | 1462248.0716 | 1385699.3905 | 1329091.8066 | 1282457.0064 | 1235822.2062 | 1189187.4059 | 1142552.6057 | 1095917.8055 | 1049283.0052 | 1002648.205 | 956013.4048 | 909378.6045 | 862743.8043 | 816109.0041 | 769474.2038 | 722839.4036 | 676204.6034 | 629569.8031 | 582935.0029 | 536300.2027 | 489665.4024 | 443030.6022 | 396395.802 | 349761.0017 | 303126.2015 | 256491.4013 | 209856.601 | 163221.8008 | 116587.0006 | 69952.2003 | 23317.4001 | -3.4826e-10 | -3.4826e-10 | -3.4826e-10 | -3.4826e-10 | -3.4826e-10 | -3.4826e-10 | -3.4826e-10 | -3.4826e-10 | -3.4826e-10 | -3.4826e-10 | -3.4826e-10 | -3.4826e-10 | -3.4826e-10
3PH_OH_Depreciation Expense | 3PH | OH | CAPEX | Depreciation Expense |  |  | 722454.46 | 722454.46 | 722454.46 | 722454.46 | 722454.46 | 722454.46 | 722454.46 | 722454.46 | 722454.46 | 722454.46 | 722454.46 | 722454.46 | 722454.46 | 722454.46 | 722454.46 | 722454.46 | 722454.46 | 722454.46 | 722454.46 | 722454.46 | 722454.46 | 722454.46 | 722454.46 | 722454.46 | 722454.46 | 722454.46 | 722454.46 | 722454.46 | 722454.46 | 722454.46 | 722454.46 | 722454.46 | 722454.46 | 722454.46 | 722454.46 | 722454.46 | 722454.46 | 722454.46 | 722454.46 | 722454.46 | 722454.46 | 722454.46 | 722454.46 | 722454.46 | 722454.46 | 722454.46 | 722454.46 | 722454.46 | 722454.46 | 722454.46 | 0 | 0 | 0 | 0 | 0 | 0 | 0 | 0 | 0 | 0 | 0 | 0 | 0
3PH_OH_Outage Restoration - Major/Minor Storm | 3PH | OH | O&M | Outage Restoration - Major/Minor Storm |  |  | 14685.5083 | 16492.253 | 18371.3868 | 20325.2201 | 22356.1304 | 24466.5634 | 26659.035 | 28936.1335 | 31300.5215 | 33754.9374 | 34497.546 | 35256.492 | 36032.1348 | 36824.8418 | 37634.9883 | 38462.958 | 39309.1431 | 40173.9443 | 41057.771 | 41961.042 | 42884.1849 | 43827.637 | 44791.845 | 45777.2656 | 46784.3654 | 47813.6215 | 48865.5212 | 49940.5626 | 51039.255 | 52162.1186 | 53309.6852 | 54482.4983 | 55681.1133 | 56906.0977 | 58158.0319 | 59437.5086 | 60745.1338 | 62081.5267 | 63447.3203 | 64843.1614 | 66269.7109 | 67727.6446 | 69217.6527 | 70740.4411 | 72296.7308 | 73887.2589 | 75512.7786 | 0 | 0 | 0 | 0 | 0 | 0 | 0 | 0 | 0 | 0 | 0 | 0 | 0 | 0 | 0 | 0
3PH_OH_Routine (non-storm) Restoration costs | 3PH | OH | O&M | Routine (non-storm) Restoration costs |  |  | 26335.1927 | 26914.5669 | 27506.6874 | 28111.8345 | 28730.2949 | 29362.3614 | 30008.3333 | 30668.5167 | 31343.224 | 32032.775 | 32737.496 | 33457.7209 | 34193.7908 | 34946.0542 | 35714.8674 | 36500.5944 | 37303.6075 | 38124.2869 | 38963.0212 | 39820.2077 | 40696.2522 | 41591.5698 | 42506.5843 | 43441.7292 | 44397.4472 | 45374.1911 | 46372.4233 | 47392.6166 | 48435.2541 | 49500.8297 | 50589.848 | 51702.8246 | 52840.2868 | 54002.7731 | 55190.8341 | 56405.0324 | 57645.9432 | 58914.1539 | 60210.2653 | 61534.8911 | 62888.6587 | 64272.2092 | 65686.1978 | 67131.2942 | 68608.1827 | 70117.5627 | 71660.1491 | 0 | 0 | 0 | 0 | 0 | 0 | 0 | 0 | 0 | 0 | 0 | 0 | 0 | 0 | 0 | 0
3PH_OH_Pole Inspections | 3PH | OH | O&M | Pole Inspections | Not included as no change
3PH_OH_Veg Mng - Tree Trimming | 3PH | OH | O&M | Veg Mng - Tree Trimming | Not included as no change
3PH_OH_Veg Mng - Tickets | 3PH | OH | O&M | Veg Mng - Tickets | Not included as no change
3PH_OH_Veg Mng - Danger Trees | 3PH | OH | O&M | Veg Mng - Danger Trees | Not included as no change
3PH_OH_Property Taxes | 3PH | OH | O&M | Property Taxes |  | 0 | 583381.9765 | 583381.9765 | 583381.9765 | 583381.9765 | 583381.9765 | 583381.9765 | 583381.9765 | 583381.9765 | 583381.9765 | 583381.9765 | 583381.9765 | 583381.9765 | 583381.9765 | 583381.9765 | 583381.9765 | 583381.9765 | 583381.9765 | 583381.9765 | 583381.9765 | 583381.9765 | 583381.9765 | 583381.9765 | 583381.9765 | 583381.9765 | 583381.9765 | 583381.9765 | 583381.9765 | 583381.9765 | 583381.9765 | 583381.9765 | 583381.9765 | 583381.9765 | 583381.9765 | 583381.9765 | 583381.9765 | 583381.9765 | 583381.9765 | 583381.9765 | 583381.9765 | 583381.9765 | 583381.9765 | 583381.9765 | 583381.9765 | 583381.9765 | 583381.9765 | 583381.9765 | 583381.9765 | 583381.9765 | 583381.9765 | 583381.9765 | 0 | 0 | 0 | 0 | 0 | 0 | 0 | 0 | 0 | 0 | 0 | 0 | 0
3PH_OH_Reduced pole attachment revenue | 3PH | OH | O&M | Reduced pole attachment revenue | Not included as no change
|  |  | Total Costs impacting revenue requirement |  |  |  | 4532536.0421 | 4439254.8805 | 4332974.8837 | 4231440.4531 | 4134305.5849 | 4041251.1709 | 3951980.5301 | 3866219.4106 | 3782464.3653 | 3699086.8674 | 3614012.7324 | 3528970.4386 | 3443960.6866 | 3358984.1922 | 3274041.6872 | 3189133.9194 | 3104261.6528 | 3019425.6686 | 2934626.765 | 2849865.7577 | 2775116.2641 | 2720347.4499 | 2675591.8722 | 2630877.6374 | 2586205.655 | 2541576.8547 | 2496992.1863 | 2452452.6209 | 2407959.1506 | 2363512.7896 | 2319114.5742 | 2274765.5637 | 2230466.8406 | 2186219.5111 | 2142024.706 | 2097883.5809 | 2053797.3165 | 2009767.12 | 1965794.2247 | 1921879.8914 | 1878025.4083 | 1834232.0922 | 1790501.2888 | 1746834.3732 | 1703232.7512 | 1659697.859 | 1616231.1649 | 1422423.437 | 1375788.6368 | 1329153.8366 | -3.4826e-10 | -3.4826e-10 | -3.4826e-10 | -3.4826e-10 | -3.4826e-10 | -3.4826e-10 | -3.4826e-10 | -3.4826e-10 | -3.4826e-10 | -3.4826e-10 | -3.4826e-10 | -3.4826e-10 | -3.4826e-10
3PH_OH_CAPEX | 3PH | OH | Subtotal | CAPEX |  |  | 3908133.3647 | 3812466.084 | 3703714.8331 | 3599621.422 | 3499837.1831 | 3404040.2697 | 3311931.1853 | 3223232.7839 | 3136438.6434 | 3049917.1787 | 2963395.714 | 2876874.2493 | 2790352.7845 | 2703831.3198 | 2617309.8551 | 2530788.3904 | 2444266.9257 | 2357745.461 | 2271223.9963 | 2184702.5316 | 2108153.8505 | 2051546.2666 | 2004911.4664 | 1958276.6662 | 1911641.8659 | 1865007.0657 | 1818372.2655 | 1771737.4652 | 1725102.665 | 1678467.8648 | 1631833.0645 | 1585198.2643 | 1538563.4641 | 1491928.6638 | 1445293.8636 | 1398659.0634 | 1352024.2631 | 1305389.4629 | 1258754.6627 | 1212119.8624 | 1165485.0622 | 1118850.262 | 1072215.4617 | 1025580.6615 | 978945.8613 | 932311.061 | 885676.2608 | 839041.4606 | 792406.6603 | 745771.8601 | -3.4826e-10 | -3.4826e-10 | -3.4826e-10 | -3.4826e-10 | -3.4826e-10 | -3.4826e-10 | -3.4826e-10 | -3.4826e-10 | -3.4826e-10 | -3.4826e-10 | -3.4826e-10 | -3.4826e-10 | -3.4826e-10
3PH_OH_O&M | 3PH | OH | Subtotal | O&M |  |  | 624402.6774 | 626788.7964 | 629260.0506 | 631819.0311 | 634468.4018 | 637210.9012 | 640049.3448 | 642986.6267 | 646025.7219 | 649169.6888 | 650617.0184 | 652096.1894 | 653607.902 | 655152.8724 | 656731.8321 | 658345.5289 | 659994.7271 | 661680.2076 | 663402.7687 | 665163.2261 | 666962.4136 | 668801.1832 | 670680.4058 | 672600.9712 | 674563.7891 | 676569.789 | 678619.9209 | 680715.1556 | 682856.4856 | 685044.9248 | 687281.5096 | 689567.2994 | 691903.3765 | 694290.8473 | 696730.8424 | 699224.5175 | 701773.0534 | 704377.6571 | 707039.5621 | 709760.0289 | 712540.3461 | 715381.8302 | 718285.827 | 721253.7117 | 724286.8899 | 727386.798 | 730554.9041 | 583381.9765 | 583381.9765 | 583381.9765 | 0 | 0 | 0 | 0 | 0 | 0 | 0 | 0 | 0 | 0 | 0 | 0 | 0
3PH_OH_O&M - Cost Savings (minus property tax) | 3PH | OH | Subtotal | O&M - Cost Savings (minus property tax) |  |  | 0 | 0 | 0 | 0 | 0 | 0 | 0 | 0 | 0 | 0 | 0 | 0 | 0 | 0 | 0 | 0 | 0 | 0 | 0 | 0 | 0 | 0 | 0 | 0 | 0 | 0 | 0 | 0 | 0 | 0 | 0 | 0 | 0 | 0 | 0 | 0 | 0 | 0 | 0 | 0 | 0 | 0 | 0 | 0 | 0 | 0 | 0 | 0 | 0 | 0 | 0 | 0 | 0 | 0 | 0 | 0 | 0 | 0 | 0 | 0 | 0 | 0 | 0
3PH_OH_O&M - Storm Damage Reductions | 3PH | OH | Subtotal | O&M - Storm Damage Reductions |  |  | 14685.5083 | 16492.253 | 18371.3868 | 20325.2201 | 22356.1304 | 24466.5634 | 26659.035 | 28936.1335 | 31300.5215 | 33754.9374 | 34497.546 | 35256.492 | 36032.1348 | 36824.8418 | 37634.9883 | 38462.958 | 39309.1431 | 40173.9443 | 41057.771 | 41961.042 | 42884.1849 | 43827.637 | 44791.845 | 45777.2656 | 46784.3654 | 47813.6215 | 48865.5212 | 49940.5626 | 51039.255 | 52162.1186 | 53309.6852 | 54482.4983 | 55681.1133 | 56906.0977 | 58158.0319 | 59437.5086 | 60745.1338 | 62081.5267 | 63447.3203 | 64843.1614 | 66269.7109 | 67727.6446 | 69217.6527 | 70740.4411 | 72296.7308 | 73887.2589 | 75512.7786 | 0 | 0 | 0 | 0 | 0 | 0 | 0 | 0 | 0 | 0 | 0 | 0 | 0 | 0 | 0 | 0
T&D Resilience Projects - Underground (UG) - Detailed Annual Cost Calcs
| Phase | Type | Cost Bucket | Cost Category |  | 2027 | 2028 | 2029 | 2030 | 2031 | 2032 | 2033 | 2034 | 2035 | 2036 | 2037 | 2038 | 2039 | 2040 | 2041 | 2042 | 2043 | 2044 | 2045 | 2046 | 2047 | 2048 | 2049 | 2050 | 2051 | 2052 | 2053 | 2054 | 2055 | 2056 | 2057 | 2058 | 2059 | 2060 | 2061 | 2062 | 2063 | 2064 | 2065 | 2066 | 2067 | 2068 | 2069 | 2070 | 2071 | 2072 | 2073 | 2074 | 2075 | 2076 | 2077 | 2078 | 2079 | 2080 | 2081 | 2082 | 2083 | 2084 | 2085 | 2086 | 2087 | 2088 | 2089 | 2090
1PH_UG_Plant in Service | 1PH | UG | CAPEX | Plant in Service |  | 29842862 | 29842862 | 29842862 | 29842862 | 29842862 | 29842862 | 29842862 | 29842862 | 29842862 | 29842862 | 29842862 | 29842862 | 29842862 | 29842862 | 29842862 | 29842862 | 29842862 | 29842862 | 29842862 | 29842862 | 29842862 | 29842862 | 29842862 | 29842862 | 29842862 | 29842862 | 29842862 | 29842862 | 29842862 | 29842862 | 29842862 | 29842862 | 29842862 | 29842862 | 29842862 | 29842862 | 29842862 | 29842862 | 29842862 | 29842862 | 29842862 | 29842862 | 29842862 | 29842862 | 29842862 | 29842862 | 29842862 | 29842862 | 29842862 | 29842862 | 29842862 | 0 | 0 | 0 | 0 | 0 | 0 | 0 | 0 | 0 | 0 | 0 | 0 | 0
1PH_UG_Cumulative Depreciation | 1PH | UG | CAPEX | Cumulative Depreciation |  | 0 | -596857.24 | -1193714.48 | -1790571.72 | -2387428.96 | -2984286.2 | -3581143.44 | -4178000.68 | -4774857.92 | -5371715.16 | -5968572.4 | -6565429.64 | -7162286.88 | -7759144.12 | -8356001.36 | -8952858.6 | -9549715.84 | -10146573.08 | -10743430.32 | -11340287.56 | -11937144.8 | -12534002.04 | -13130859.28 | -13727716.52 | -14324573.76 | -14921431 | -15518288.24 | -16115145.48 | -16712002.72 | -17308859.96 | -17905717.2 | -18502574.44 | -19099431.68 | -19696288.92 | -20293146.16 | -20890003.4 | -21486860.64 | -22083717.88 | -22680575.12 | -23277432.36 | -23874289.6 | -24471146.84 | -25068004.08 | -25664861.32 | -26261718.56 | -26858575.8 | -27455433.04 | -28052290.28 | -28649147.52 | -29246004.76 | -29842862 | 0 | 0 | 0 | 0 | 0 | 0 | 0 | 0 | 0 | 0 | 0 | 0 | 0
1PH_UG_Net Plant (b.o.y.) | 1PH | UG | CAPEX | Net Plant (b.o.y.) |  | 0 | 29842862 | 29246004.76 | 28649147.52 | 28052290.28 | 27455433.04 | 26858575.8 | 26261718.56 | 25664861.32 | 25068004.08 | 24471146.84 | 23874289.6 | 23277432.36 | 22680575.12 | 22083717.88 | 21486860.64 | 20890003.4 | 20293146.16 | 19696288.92 | 19099431.68 | 18502574.44 | 17905717.2 | 17308859.96 | 16712002.72 | 16115145.48 | 15518288.24 | 14921431 | 14324573.76 | 13727716.52 | 13130859.28 | 12534002.04 | 11937144.8 | 11340287.56 | 10743430.32 | 10146573.08 | 9549715.84 | 8952858.6 | 8356001.36 | 7759144.12 | 7162286.88 | 6565429.64 | 5968572.4 | 5371715.16 | 4774857.92 | 4178000.68 | 3581143.44 | 2984286.2 | 2387428.96 | 1790571.72 | 1193714.48 | 596857.24 | 2.9802e-08 | 0 | 0 | 0 | 0 | 0 | 0 | 0 | 0 | 0 | 0 | 0 | 0
1PH_UG_Net Plant (e.o.y.) | 1PH | UG | CAPEX | Net Plant (e.o.y.) |  | 29842862 | 29246004.76 | 28649147.52 | 28052290.28 | 27455433.04 | 26858575.8 | 26261718.56 | 25664861.32 | 25068004.08 | 24471146.84 | 23874289.6 | 23277432.36 | 22680575.12 | 22083717.88 | 21486860.64 | 20890003.4 | 20293146.16 | 19696288.92 | 19099431.68 | 18502574.44 | 17905717.2 | 17308859.96 | 16712002.72 | 16115145.48 | 15518288.24 | 14921431 | 14324573.76 | 13727716.52 | 13130859.28 | 12534002.04 | 11937144.8 | 11340287.56 | 10743430.32 | 10146573.08 | 9549715.84 | 8952858.6 | 8356001.36 | 7759144.12 | 7162286.88 | 6565429.64 | 5968572.4 | 5371715.16 | 4774857.92 | 4178000.68 | 3581143.44 | 2984286.2 | 2387428.96 | 1790571.72 | 1193714.48 | 596857.24 | 2.9802e-08 | 0 | 0 | 0 | 0 | 0 | 0 | 0 | 0 | 0 | 0 | 0 | 0 | 0
1PH_UG_MACRS depreciation | 1PH | UG | CAPEX | MACRS depreciation |  | 0 | 1119107.325 | 2154356.2078 | 1992607.8957 | 1843393.5857 | 1704922.7061 | 1577195.2567 | 1458719.0946 | 1349494.2196 | 1331588.5024 | 1331290.0738 | 1331588.5024 | 1331290.0738 | 1331588.5024 | 1331290.0738 | 1331588.5024 | 1331290.0738 | 1331588.5024 | 1331290.0738 | 1331588.5024 | 1331290.0738 | 665794.2512 | 0 | 0 | 0 | 0 | 0 | 0 | 0 | 0 | 0 | 0 | 0 | 0 | 0 | 0 | 0 | 0 | 0 | 0 | 0 | 0 | 0 | 0 | 0 | 0 | 0 | 0 | 0 | 0 | 0 | 0 | 0 | 0 | 0 | 0 | 0 | 0 | 0 | 0 | 0 | 0 | 0 | 0
1PH_UG_ADIT (b.o.y.) | 1PH | UG | CAPEX | ADIT (b.o.y.) |  | 0 | 0 | -144741.6111 | -576402.45 | -963234.7442 | -1308712.2924 | -1615812.6364 | -1887513.3177 | -2126378.3307 | -2334971.6696 | -2538602.439 | -2742150.4989 | -2945781.2682 | -3149329.3281 | -3352960.0975 | -3556508.1574 | -3760138.9268 | -3963686.9867 | -4167317.7561 | -4370865.816 | -4574496.5854 | -4778044.6453 | -4797150.5379 | -4631731.5538 | -4466312.5698 | -4300893.5857 | -4135474.6016 | -3970055.6176 | -3804636.6335 | -3639217.6495 | -3473798.6654 | -3308379.6813 | -3142960.6973 | -2977541.7132 | -2812122.7291 | -2646703.7451 | -2481284.761 | -2315865.7769 | -2150446.7929 | -1985027.8088 | -1819608.8247 | -1654189.8407 | -1488770.8566 | -1323351.8725 | -1157932.8885 | -992513.9044 | -827094.9203 | -661675.9363 | -496256.9522 | -330837.9681 | -165418.9841 | 3.5507e-09 | 3.5507e-09 | 3.5507e-09 | 3.5507e-09 | 3.5507e-09 | 3.5507e-09 | 3.5507e-09 | 3.5507e-09 | 3.5507e-09 | 3.5507e-09 | 3.5507e-09 | 3.5507e-09 | 3.5507e-09
1PH_UG_ADIT (e.o.y.) | 1PH | UG | CAPEX | ADIT (e.o.y.) |  |  | -144741.6111 | -576402.45 | -963234.7442 | -1308712.2924 | -1615812.6364 | -1887513.3177 | -2126378.3307 | -2334971.6696 | -2538602.439 | -2742150.4989 | -2945781.2682 | -3149329.3281 | -3352960.0975 | -3556508.1574 | -3760138.9268 | -3963686.9867 | -4167317.7561 | -4370865.816 | -4574496.5854 | -4778044.6453 | -4797150.5379 | -4631731.5538 | -4466312.5698 | -4300893.5857 | -4135474.6016 | -3970055.6176 | -3804636.6335 | -3639217.6495 | -3473798.6654 | -3308379.6813 | -3142960.6973 | -2977541.7132 | -2812122.7291 | -2646703.7451 | -2481284.761 | -2315865.7769 | -2150446.7929 | -1985027.8088 | -1819608.8247 | -1654189.8407 | -1488770.8566 | -1323351.8725 | -1157932.8885 | -992513.9044 | -827094.9203 | -661675.9363 | -496256.9522 | -330837.9681 | -165418.9841 | 3.5507e-09 | 3.5507e-09 | 3.5507e-09 | 3.5507e-09 | 3.5507e-09 | 3.5507e-09 | 3.5507e-09 | 3.5507e-09 | 3.5507e-09 | 3.5507e-09 | 3.5507e-09 | 3.5507e-09 | 3.5507e-09 | 3.5507e-09
1PH_UG_Net Rate Base | 1PH | UG | CAPEX | Net Rate Base |  |  | 29472062.5745 | 28587004.1095 | 27580900.3029 | 26617888.1417 | 25694741.9556 | 24808484.203 | 23956344.1158 | 23135757.6999 | 22332788.4057 | 21532341.7511 | 20731895.0964 | 19931448.4418 | 19131001.7872 | 18330555.1325 | 17530108.4779 | 16729661.8232 | 15929215.1686 | 15128768.514 | 14328321.8593 | 13527875.2047 | 12819690.9884 | 12295990.2941 | 11864552.0382 | 11433113.7823 | 11001675.5263 | 10570237.2704 | 10138799.0144 | 9707360.7585 | 9275922.5026 | 8844484.2466 | 8413045.9907 | 7981607.7348 | 7550169.4788 | 7118731.2229 | 6687292.967 | 6255854.711 | 5824416.4551 | 5392978.1992 | 4961539.9432 | 4530101.6873 | 4098663.4314 | 3667225.1754 | 3235786.9195 | 2804348.6636 | 2372910.4076 | 1941472.1517 | 1510033.8958 | 1078595.6398 | 647157.3839 | 215719.128 | 1.8452e-08 | 3.5507e-09 | 3.5507e-09 | 3.5507e-09 | 3.5507e-09 | 3.5507e-09 | 3.5507e-09 | 3.5507e-09 | 3.5507e-09 | 3.5507e-09 | 3.5507e-09 | 3.5507e-09 | 3.5507e-09
1PH_UG_Pre-tax Return on Rate Base | 1PH | UG | O&M | Pre-tax Return on Rate Base |  |  | 2631855.1879 | 2552819.467 | 2462974.397 | 2376977.4111 | 2294540.4566 | 2215397.6393 | 2139301.5295 | 2066023.1626 | 1994318.0046 | 1922838.1184 | 1851358.2321 | 1779878.3459 | 1708398.4596 | 1636918.5733 | 1565438.6871 | 1493958.8008 | 1422478.9146 | 1350999.0283 | 1279519.142 | 1208039.2558 | 1144798.4053 | 1098031.9333 | 1059504.497 | 1020977.0608 | 982449.6245 | 943922.1882 | 905394.752 | 866867.3157 | 828339.8795 | 789812.4432 | 751285.007 | 712757.5707 | 674230.1345 | 635702.6982 | 597175.262 | 558647.8257 | 520120.3894 | 481592.9532 | 443065.5169 | 404538.0807 | 366010.6444 | 327483.2082 | 288955.7719 | 250428.3357 | 211900.8994 | 173373.4631 | 134846.0269 | 96318.5906 | 57791.1544 | 19263.7181 | 1.6477e-09 | 3.1707e-10 | 3.1707e-10 | 3.1707e-10 | 3.1707e-10 | 3.1707e-10 | 3.1707e-10 | 3.1707e-10 | 3.1707e-10 | 3.1707e-10 | 3.1707e-10 | 3.1707e-10 | 3.1707e-10
1PH_UG_Depreciation Expense | 1PH | UG | O&M | Depreciation Expense |  |  | 596857.24 | 596857.24 | 596857.24 | 596857.24 | 596857.24 | 596857.24 | 596857.24 | 596857.24 | 596857.24 | 596857.24 | 596857.24 | 596857.24 | 596857.24 | 596857.24 | 596857.24 | 596857.24 | 596857.24 | 596857.24 | 596857.24 | 596857.24 | 596857.24 | 596857.24 | 596857.24 | 596857.24 | 596857.24 | 596857.24 | 596857.24 | 596857.24 | 596857.24 | 596857.24 | 596857.24 | 596857.24 | 596857.24 | 596857.24 | 596857.24 | 596857.24 | 596857.24 | 596857.24 | 596857.24 | 596857.24 | 596857.24 | 596857.24 | 596857.24 | 596857.24 | 596857.24 | 596857.24 | 596857.24 | 596857.24 | 596857.24 | 596857.24 | 0 | 0 | 0 | 0 | 0 | 0 | 0 | 0 | 0 | 0 | 0 | 0 | 0
1PH_UG_Outage Restoration - Major/Minor Storm | 1PH | UG | O&M | Outage Restoration - Major/Minor Storm |  |  | 2838.6641 | 3187.9024 | 3551.1332 | 3928.8033 | 4321.3721 | 4729.3123 | 5153.1104 | 5593.2667 | 6050.2957 | 6524.7268 | 6668.2708 | 6814.9727 | 6964.9021 | 7118.13 | 7274.7288 | 7434.7729 | 7598.3379 | 7765.5013 | 7936.3423 | 8110.9419 | 8289.3826 | 8471.749 | 8658.1275 | 8848.6063 | 9043.2756 | 9242.2277 | 9445.5567 | 9653.3589 | 9865.7328 | 10082.779 | 10304.6001 | 10531.3013 | 10762.9899 | 10999.7757 | 11241.7708 | 11489.0897 | 11741.8497 | 12000.1704 | 12264.1742 | 12533.986 | 12809.7337 | 13091.5478 | 13379.5619 | 13673.9122 | 13974.7383 | 14282.1825 | 14596.3906 | 14917.5111 | 15245.6964 | 15581.1017 | 15923.886 | 16274.2114 | 16632.2441 | 16998.1535 | 17372.1128 | 17754.2993 | 0 | 0 | 0 | 0 | 0 | 0 | 0
1PH_UG_Routine (non-storm) Restoration costs | 1PH | UG | O&M | Routine (non-storm) Restoration costs |  |  | 4711.3519 | 4815.0016 | 4920.9317 | 5029.1921 | 5139.8344 | 5252.9107 | 5368.4748 | 5486.5812 | 5607.286 | 5730.6463 | 5856.7205 | 5985.5684 | 6117.2509 | 6251.8304 | 6389.3707 | 6529.9368 | 6673.5954 | 6820.4145 | 6970.4636 | 7123.8138 | 7280.5377 | 7440.7096 | 7604.4052 | 7771.7021 | 7942.6795 | 8117.4185 | 8296.0017 | 8478.5137 | 8665.041 | 8855.6719 | 9050.4967 | 9249.6076 | 9453.099 | 9661.0672 | 9873.6107 | 10090.8301 | 10312.8284 | 10539.7106 | 10771.5842 | 11008.5591 | 11250.7474 | 11498.2638 | 11751.2256 | 12009.7526 | 12273.9671 | 12543.9944 | 12819.9623 | 13102.0015 | 13390.2455 | 13684.8309 | 13985.8972 | 14293.5869 | 14608.0458 | 14929.4228 | 15257.8701 | 15593.5433 | 0 | 0 | 0 | 0 | 0 | 0 | 0
1PH_UG_Pole Inspections | 1PH | UG | O&M | Pole Inspections |  |  | 1675.0565 | 1711.9078 | 1749.5698 | 1788.0603 | 1827.3976 | 1867.6004 | 1908.6876 | 1950.6787 | 1993.5936 | 2037.4527 | 2082.2766 | 2128.0867 | 2174.9046 | 2222.7525 | 2271.6531 | 2321.6295 | 2372.7053 | 2424.9048 | 2478.2527 | 2532.7743 | 2588.4953 | 2645.4422 | 2703.642 | 2763.1221 | 2823.9108 | 2886.0368 | 2949.5296 | 3014.4193 | 3080.7365 | 3148.5127 | 3217.78 | 3288.5711 | 3360.9197 | 3434.8599 | 3510.4268 | 3587.6562 | 3666.5847 | 3747.2495 | 3829.689 | 3913.9422 | 4000.0489 | 4088.05 | 4177.9871 | 4269.9028 | 4363.8407 | 4459.8452 | 4557.9618 | 4658.2369 | 4760.7181 | 4865.4539 | 4972.4939 | 5081.8888 | 5193.6903 | 5307.9515 | 5424.7265 | 5544.0704 | 0 | 0 | 0 | 0 | 0 | 0 | 0
1PH_UG_Veg Mng - Tree Trimming | 1PH | UG | O&M | Veg Mng - Tree Trimming |  |  | 6690.7522 | 6837.9487 | 6988.3836 | 7142.128 | 7299.2548 | 7459.8384 | 7623.9549 | 7791.6819 | 7963.0989 | 8138.2871 | 8317.3294 | 8500.3106 | 8687.3175 | 8878.4385 | 9073.7641 | 9273.3869 | 9477.4014 | 9685.9043 | 9898.9941 | 10116.772 | 10339.341 | 10566.8065 | 10799.2762 | 11036.8603 | 11279.6712 | 11527.824 | 11781.4361 | 12040.6277 | 12305.5216 | 12576.243 | 12852.9204 | 13135.6846 | 13424.6697 | 13720.0124 | 14021.8527 | 14330.3334 | 14645.6008 | 14967.804 | 15297.0957 | 15633.6318 | 15977.5717 | 16329.0783 | 16688.318 | 17055.461 | 17430.6811 | 17814.1561 | 18206.0675 | 18606.601 | 19015.9463 | 19434.2971 | 19861.8516 | 20298.8123 | 20745.3862 | 21201.7847 | 21668.224 | 22144.9249 | 0 | 0 | 0 | 0 | 0 | 0 | 0
1PH_UG_Veg Mng - Tickets | 1PH | UG | O&M | Veg Mng - Tickets |  |  | 3472.8162 | 3549.2182 | 3627.301 | 3707.1016 | 3788.6578 | 3872.0083 | 3957.1925 | 4044.2507 | 4133.2242 | 4224.1552 | 4317.0866 | 4412.0625 | 4509.1278 | 4608.3287 | 4709.7119 | 4813.3256 | 4919.2187 | 5027.4415 | 5138.0452 | 5251.0822 | 5366.606 | 5484.6714 | 5605.3341 | 5728.6515 | 5854.6818 | 5983.4848 | 6115.1215 | 6249.6542 | 6387.1466 | 6527.6638 | 6671.2724 | 6818.0404 | 6968.0373 | 7121.3341 | 7278.0034 | 7438.1195 | 7601.7581 | 7768.9968 | 7939.9148 | 8114.5929 | 8293.1139 | 8475.5624 | 8662.0248 | 8852.5894 | 9047.3463 | 9246.3879 | 9449.8085 | 9657.7043 | 9870.1738 | 10087.3176 | 10309.2386 | 10536.0418 | 10767.8347 | 11004.7271 | 11246.8311 | 11494.2614 | 0 | 0 | 0 | 0 | 0 | 0 | 0
1PH_UG_Veg Mng - Danger Trees | 1PH | UG | O&M | Veg Mng - Danger Trees |  |  | 300.3474 | 306.955 | 313.708 | 320.6096 | 327.663 | 334.8716 | 342.2388 | 349.768 | 357.4629 | 365.3271 | 373.3643 | 381.5783 | 389.973 | 398.5525 | 407.3206 | 416.2817 | 425.4399 | 434.7995 | 444.3651 | 454.1412 | 464.1323 | 474.3432 | 484.7787 | 495.4439 | 506.3436 | 517.4832 | 528.8678 | 540.5029 | 552.394 | 564.5466 | 576.9667 | 589.6599 | 602.6324 | 615.8904 | 629.4399 | 643.2876 | 657.44 | 671.9036 | 686.6855 | 701.7926 | 717.232 | 733.0111 | 749.1374 | 765.6184 | 782.462 | 799.6762 | 817.269 | 835.249 | 853.6244 | 872.4042 | 891.5971 | 911.2122 | 931.2589 | 951.7466 | 972.685 | 994.0841 | 0 | 0 | 0 | 0 | 0 | 0 | 0
1PH_UG_Property Taxes | 1PH | UG | O&M | Property Taxes |  |  | 481962.2213 | 481962.2213 | 481962.2213 | 481962.2213 | 481962.2213 | 481962.2213 | 481962.2213 | 481962.2213 | 481962.2213 | 481962.2213 | 481962.2213 | 481962.2213 | 481962.2213 | 481962.2213 | 481962.2213 | 481962.2213 | 481962.2213 | 481962.2213 | 481962.2213 | 481962.2213 | 481962.2213 | 481962.2213 | 481962.2213 | 481962.2213 | 481962.2213 | 481962.2213 | 481962.2213 | 481962.2213 | 481962.2213 | 481962.2213 | 481962.2213 | 481962.2213 | 481962.2213 | 481962.2213 | 481962.2213 | 481962.2213 | 481962.2213 | 481962.2213 | 481962.2213 | 481962.2213 | 481962.2213 | 481962.2213 | 481962.2213 | 481962.2213 | 481962.2213 | 481962.2213 | 481962.2213 | 481962.2213 | 481962.2213 | 481962.2213 | 0 | 0 | 0 | 0 | 0 | 0 | 0 | 0 | 0 | 0 | 0 | 0 | 0
1PH_UG_Reduced pole attachment revenue | 1PH | UG | O&M | Reduced pole attachment revenue |  |  | 8933.7681 | 9130.311 | 9331.1778 | 9536.4637 | 9746.2659 | 9960.6838 | 10179.8188 | 10403.7748 | 10632.6579 | 10866.5763 | 0 | 0 | 0 | 0 | 0 | 0 | 0 | 0 | 0 | 0 | 0 | 0 | 0 | 0 | 0 | 0 | 0 | 0 | 0 | 0 | 0 | 0 | 0 | 0 | 0 | 0 | 0 | 0 | 0 | 0 | 0 | 0 | 0 | 0 | 0 | 0 | 0 | 0 | 0 | 0 | 0 | 0 | 0 | 0 | 0 | 0 | 0 | 0 | 0 | 0 | 0 | 0 | 0
|  |  | Total Costs impacting revenue requirement |  |  |  | 3739297.4055 | 3661178.1729 | 3572276.0633 | 3487249.231 | 3405810.3636 | 3327694.3261 | 3252654.4685 | 3180462.6259 | 3109875.0851 | 3039544.7511 | 2957792.7416 | 2886920.3864 | 2816061.3969 | 2745216.0671 | 2674384.6976 | 2603567.5954 | 2532765.0745 | 2461977.4556 | 2391205.0666 | 2320448.2425 | 2257946.3615 | 2211935.1164 | 2174179.5221 | 2136440.9082 | 2098719.6484 | 2061016.1246 | 2023330.7268 | 1985663.8538 | 1948015.9132 | 1910387.3216 | 1872778.5045 | 1835189.897 | 1797621.9438 | 1760075.0992 | 1722549.8276 | 1685046.6037 | 1647565.9124 | 1610108.2495 | 1572674.1216 | 1535264.0465 | 1497878.5533 | 1460518.1829 | 1423183.488 | 1385875.0333 | 1348593.3963 | 1311339.1668 | 1274112.9479 | 1236915.3557 | 1199747.0202 | 1162608.5848 | 65944.9643 | 67395.7535 | 68878.4601 | 70393.7862 | 71942.4495 | 73525.1834 | 3.1707e-10 | 3.1707e-10 | 3.1707e-10 | 3.1707e-10 | 3.1707e-10 | 3.1707e-10 | 3.1707e-10
1PH_UG_CAPEX | 1PH | UG | Subtotal | CAPEX |  |  | 3228712.4279 | 3149676.707 | 3059831.637 | 2973834.6511 | 2891397.6966 | 2812254.8793 | 2736158.7695 | 2662880.4026 | 2591175.2446 | 2519695.3584 | 2448215.4721 | 2376735.5859 | 2305255.6996 | 2233775.8133 | 2162295.9271 | 2090816.0408 | 2019336.1546 | 1947856.2683 | 1876376.382 | 1804896.4958 | 1741655.6453 | 1694889.1733 | 1656361.737 | 1617834.3008 | 1579306.8645 | 1540779.4282 | 1502251.992 | 1463724.5557 | 1425197.1195 | 1386669.6832 | 1348142.247 | 1309614.8107 | 1271087.3745 | 1232559.9382 | 1194032.502 | 1155505.0657 | 1116977.6294 | 1078450.1932 | 1039922.7569 | 1001395.3207 | 962867.8844 | 924340.4482 | 885813.0119 | 847285.5757 | 808758.1394 | 770230.7031 | 731703.2669 | 693175.8306 | 654648.3944 | 616120.9581 | 1.6477e-09 | 3.1707e-10 | 3.1707e-10 | 3.1707e-10 | 3.1707e-10 | 3.1707e-10 | 3.1707e-10 | 3.1707e-10 | 3.1707e-10 | 3.1707e-10 | 3.1707e-10 | 3.1707e-10 | 3.1707e-10
1PH_UG_O&M | 1PH | UG | Subtotal | O&M |  |  | 510584.9776 | 511501.4659 | 512444.4263 | 513414.5799 | 514412.6669 | 515439.4468 | 516495.699 | 517582.2233 | 518699.8405 | 519849.3927 | 509577.2695 | 510184.8006 | 510805.6973 | 511440.2538 | 512088.7705 | 512751.5546 | 513428.9199 | 514121.1873 | 514828.6845 | 515551.7467 | 516290.7163 | 517045.9432 | 517817.785 | 518606.6074 | 519412.7839 | 520236.6963 | 521078.7348 | 521939.2981 | 522818.7938 | 523717.6383 | 524636.2575 | 525575.0863 | 526534.5693 | 527515.161 | 528517.3257 | 529541.538 | 530588.2829 | 531658.0563 | 532751.3647 | 533868.7258 | 535010.6689 | 536177.7348 | 537370.4761 | 538589.4577 | 539835.2569 | 541108.4637 | 542409.681 | 543739.5251 | 545098.6258 | 546487.6267 | 65944.9643 | 67395.7535 | 68878.4601 | 70393.7862 | 71942.4495 | 73525.1834 | 0 | 0 | 0 | 0 | 0 | 0 | 0
1PH_UG_O&M - Cost Savings (minus property tax) | 1PH | UG | Subtotal | O&M - Cost Savings (minus property tax) |  |  | 21072.7403 | 21536.3406 | 22010.1401 | 22494.3632 | 22989.2392 | 23495.0025 | 24011.8925 | 24540.1541 | 25080.0375 | 25631.7984 | 15090.0569 | 15422.0382 | 15761.323 | 16108.0721 | 16462.4497 | 16824.6236 | 17194.7653 | 17573.0501 | 17959.6573 | 18354.7697 | 18758.5746 | 19171.2633 | 19593.0311 | 20024.0778 | 20464.6075 | 20914.8288 | 21374.9551 | 21845.2041 | 22325.7986 | 22816.9661 | 23318.9394 | 23831.9561 | 24356.2591 | 24892.0968 | 25439.7229 | 25999.3968 | 26571.3836 | 27155.954 | 27753.385 | 28363.9595 | 28987.9666 | 29625.7018 | 30277.4673 | 30943.5716 | 31624.3301 | 32320.0654 | 33031.1068 | 33757.7912 | 34500.4626 | 35259.4728 | 36035.1812 | 36827.9551 | 37638.1702 | 38466.2099 | 39312.4665 | 40177.3408 | 0 | 0 | 0 | 0 | 0 | 0 | 0
1PH_UG_O&M - Storm Damage Reductions | 1PH | UG | Subtotal | O&M - Storm Damage Reductions |  |  | 2838.6641 | 3187.9024 | 3551.1332 | 3928.8033 | 4321.3721 | 4729.3123 | 5153.1104 | 5593.2667 | 6050.2957 | 6524.7268 | 6668.2708 | 6814.9727 | 6964.9021 | 7118.13 | 7274.7288 | 7434.7729 | 7598.3379 | 7765.5013 | 7936.3423 | 8110.9419 | 8289.3826 | 8471.749 | 8658.1275 | 8848.6063 | 9043.2756 | 9242.2277 | 9445.5567 | 9653.3589 | 9865.7328 | 10082.779 | 10304.6001 | 10531.3013 | 10762.9899 | 10999.7757 | 11241.7708 | 11489.0897 | 11741.8497 | 12000.1704 | 12264.1742 | 12533.986 | 12809.7337 | 13091.5478 | 13379.5619 | 13673.9122 | 13974.7383 | 14282.1825 | 14596.3906 | 14917.5111 | 15245.6964 | 15581.1017 | 15923.886 | 16274.2114 | 16632.2441 | 16998.1535 | 17372.1128 | 17754.2993 | 0 | 0 | 0 | 0 | 0 | 0 | 0
Rollup costs
[7 empty] | 2028 | 2029 | 2030 | 2031 | 2032 | 2033 | 2034 | 2035 | 2036 | 2037 | 2038 | 2039 | 2040 | 2041 | 2042 | 2043 | 2044 | 2045 | 2046 | 2047 | 2048 | 2049 | 2050 | 2051 | 2052 | 2053 | 2054 | 2055 | 2056 | 2057 | 2058 | 2059 | 2060 | 2061 | 2062 | 2063 | 2064 | 2065 | 2066 | 2067 | 2068 | 2069 | 2070 | 2071 | 2072 | 2073 | 2074 | 2075 | 2076 | 2077 | 2078 | 2079 | 2080 | 2081 | 2082 | 2083 | 2084 | 2085 | 2086 | 2087 | 2088 | 2089 | 2090
|  |  |  | Pre-tax Return on Rate Base |  |  | 6702198.0789 | 6500928.2448 | 6272131.669 | 6053134.5004 | 5843203.1941 | 5641660.6318 | 5447876.7173 | 5261268.3764 | 5078666.319 | 4896637.9314 | 4714609.5437 | 4532581.1561 | 4350552.7684 | 4168524.3808 | 3986495.9932 | 3804467.6055 | 3622439.2179 | 3440410.8302 | 3258382.4426 | 3076354.0549 | 2915306.9317 | 2796212.9328 | 2698100.1983 | 2599987.4638 | 2501874.7294 | 2403761.9949 | 2305649.2604 | 2207536.5259 | 2109423.7914 | 2011311.0569 | 1913198.3224 | 1815085.588 | 1716972.8535 | 1618860.119 | 1520747.3845 | 1422634.65 | 1324521.9155 | 1226409.1811 | 1128296.4466 | 1030183.7121 | 932070.9776 | 833958.2431 | 735845.5086 | 637732.7741 | 539620.0397 | 441507.3052 | 343394.5707 | 245281.8362 | 147169.1017 | 49056.3672 | 1.384e-09 | 5.3279e-11 | 5.3279e-11 | 5.3279e-11 | 5.3279e-11 | 5.3279e-11 | 5.3279e-11 | 5.3279e-11 | 5.3279e-11 | 5.3279e-11
|  |  |  | Depreciation Expense |  |  | 1519937.52 | 1519937.52 | 1519937.52 | 1519937.52 | 1519937.52 | 1519937.52 | 1519937.52 | 1519937.52 | 1519937.52 | 1519937.52 | 1519937.52 | 1519937.52 | 1519937.52 | 1519937.52 | 1519937.52 | 1519937.52 | 1519937.52 | 1519937.52 | 1519937.52 | 1519937.52 | 1519937.52 | 1519937.52 | 1519937.52 | 1519937.52 | 1519937.52 | 1519937.52 | 1519937.52 | 1519937.52 | 1519937.52 | 1519937.52 | 1519937.52 | 1519937.52 | 1519937.52 | 1519937.52 | 1519937.52 | 1519937.52 | 1519937.52 | 1519937.52 | 1519937.52 | 1519937.52 | 1519937.52 | 1519937.52 | 1519937.52 | 1519937.52 | 1519937.52 | 1519937.52 | 1519937.52 | 1519937.52 | 1519937.52 | 1519937.52 | 0 | 0 | 0 | 0 | 0 | 0 | 0 | 0 | 0 | 0
|  |  |  | Outage Restoration - Major/Minor Storm |  |  | 23232.9777 | 26091.3099 | 29064.1639 | 32155.1953 | 35368.165 | 38706.9423 | 42175.5076 | 45777.9556 | 49518.4984 | 53401.4685 | 54576.3008 | 55776.9794 | 57004.073 | 58258.1626 | 59539.8422 | 60849.7187 | 62188.4125 | 63556.5576 | 64954.8018 | 66383.8075 | 67844.2512 | 69336.8248 | 70862.2349 | 72421.2041 | 74014.4706 | 75642.7889 | 77306.9303 | 79007.6828 | 80745.8518 | 82522.2605 | 84337.7502 | 86193.1807 | 88089.4307 | 90027.3982 | 92008.001 | 94032.177 | 96100.8849 | 98215.1043 | 100375.8366 | 102584.105 | 104840.9554 | 107147.4564 | 109504.7004 | 111913.8038 | 114375.9075 | 116892.1775 | 119463.8054 | 14917.5111 | 15245.6964 | 15581.1017 | 15923.886 | 16274.2114 | 16632.2441 | 16998.1535 | 17372.1128 | 17754.2993 | 0 | 0 | 0 | 0
|  |  |  | Routine (non-storm) Restoration costs |  |  | 33383.0284 | 34117.4551 | 34868.0391 | 35635.1359 | 36419.1089 | 37220.3293 | 38039.1766 | 38876.0384 | 39731.3113 | 40605.4001 | 41498.7189 | 42411.6908 | 43344.748 | 44298.3324 | 45272.8957 | 46268.8994 | 47286.8152 | 48327.1252 | 49390.3219 | 50476.909 | 51587.401 | 52722.3238 | 53882.2149 | 55067.6237 | 56279.1114 | 57517.2518 | 58782.6314 | 60075.8493 | 61397.5179 | 62748.2633 | 64128.7251 | 65539.5571 | 66981.4273 | 68455.0187 | 69961.0292 | 71500.1718 | 73073.1756 | 74680.7854 | 76323.7627 | 78002.8855 | 79718.949 | 81472.7659 | 83265.1667 | 85097.0004 | 86969.1344 | 88882.4553 | 90837.8694 | 13102.0015 | 13390.2455 | 13684.8309 | 13985.8972 | 14293.5869 | 14608.0458 | 14929.4228 | 15257.8701 | 15593.5433 | 0 | 0 | 0 | 0
|  |  |  | Pole Inspections |  |  | 1675.0565 | 1711.9078 | 1749.5698 | 1788.0603 | 1827.3976 | 1867.6004 | 1908.6876 | 1950.6787 | 1993.5936 | 2037.4527 | 2082.2766 | 2128.0867 | 2174.9046 | 2222.7525 | 2271.6531 | 2321.6295 | 2372.7053 | 2424.9048 | 2478.2527 | 2532.7743 | 2588.4953 | 2645.4422 | 2703.642 | 2763.1221 | 2823.9108 | 2886.0368 | 2949.5296 | 3014.4193 | 3080.7365 | 3148.5127 | 3217.78 | 3288.5711 | 3360.9197 | 3434.8599 | 3510.4268 | 3587.6562 | 3666.5847 | 3747.2495 | 3829.689 | 3913.9422 | 4000.0489 | 4088.05 | 4177.9871 | 4269.9028 | 4363.8407 | 4459.8452 | 4557.9618 | 4658.2369 | 4760.7181 | 4865.4539 | 4972.4939 | 5081.8888 | 5193.6903 | 5307.9515 | 5424.7265 | 5544.0704 | 0 | 0 | 0 | 0
|  |  |  | Veg Mng - Tree Trimming |  |  | 6690.7522 | 6837.9487 | 6988.3836 | 7142.128 | 7299.2548 | 7459.8384 | 7623.9549 | 7791.6819 | 7963.0989 | 8138.2871 | 8317.3294 | 8500.3106 | 8687.3175 | 8878.4385 | 9073.7641 | 9273.3869 | 9477.4014 | 9685.9043 | 9898.9941 | 10116.772 | 10339.341 | 10566.8065 | 10799.2762 | 11036.8603 | 11279.6712 | 11527.824 | 11781.4361 | 12040.6277 | 12305.5216 | 12576.243 | 12852.9204 | 13135.6846 | 13424.6697 | 13720.0124 | 14021.8527 | 14330.3334 | 14645.6008 | 14967.804 | 15297.0957 | 15633.6318 | 15977.5717 | 16329.0783 | 16688.318 | 17055.461 | 17430.6811 | 17814.1561 | 18206.0675 | 18606.601 | 19015.9463 | 19434.2971 | 19861.8516 | 20298.8123 | 20745.3862 | 21201.7847 | 21668.224 | 22144.9249 | 0 | 0 | 0 | 0
|  |  |  | Veg Mng - Tickets |  |  | 3472.8162 | 3549.2182 | 3627.301 | 3707.1016 | 3788.6578 | 3872.0083 | 3957.1925 | 4044.2507 | 4133.2242 | 4224.1552 | 4317.0866 | 4412.0625 | 4509.1278 | 4608.3287 | 4709.7119 | 4813.3256 | 4919.2187 | 5027.4415 | 5138.0452 | 5251.0822 | 5366.606 | 5484.6714 | 5605.3341 | 5728.6515 | 5854.6818 | 5983.4848 | 6115.1215 | 6249.6542 | 6387.1466 | 6527.6638 | 6671.2724 | 6818.0404 | 6968.0373 | 7121.3341 | 7278.0034 | 7438.1195 | 7601.7581 | 7768.9968 | 7939.9148 | 8114.5929 | 8293.1139 | 8475.5624 | 8662.0248 | 8852.5894 | 9047.3463 | 9246.3879 | 9449.8085 | 9657.7043 | 9870.1738 | 10087.3176 | 10309.2386 | 10536.0418 | 10767.8347 | 11004.7271 | 11246.8311 | 11494.2614 | 0 | 0 | 0 | 0
|  |  |  | Veg Mng - Danger Trees |  |  | 300.3474 | 306.955 | 313.708 | 320.6096 | 327.663 | 334.8716 | 342.2388 | 349.768 | 357.4629 | 365.3271 | 373.3643 | 381.5783 | 389.973 | 398.5525 | 407.3206 | 416.2817 | 425.4399 | 434.7995 | 444.3651 | 454.1412 | 464.1323 | 474.3432 | 484.7787 | 495.4439 | 506.3436 | 517.4832 | 528.8678 | 540.5029 | 552.394 | 564.5466 | 576.9667 | 589.6599 | 602.6324 | 615.8904 | 629.4399 | 643.2876 | 657.44 | 671.9036 | 686.6855 | 701.7926 | 717.232 | 733.0111 | 749.1374 | 765.6184 | 782.462 | 799.6762 | 817.269 | 835.249 | 853.6244 | 872.4042 | 891.5971 | 911.2122 | 931.2589 | 951.7466 | 972.685 | 994.0841 | 0 | 0 | 0 | 0
|  |  |  | Property Taxes |  |  | 1227349.5474 | 1227349.5474 | 1227349.5474 | 1227349.5474 | 1227349.5474 | 1227349.5474 | 1227349.5474 | 1227349.5474 | 1227349.5474 | 1227349.5474 | 1227349.5474 | 1227349.5474 | 1227349.5474 | 1227349.5474 | 1227349.5474 | 1227349.5474 | 1227349.5474 | 1227349.5474 | 1227349.5474 | 1227349.5474 | 1227349.5474 | 1227349.5474 | 1227349.5474 | 1227349.5474 | 1227349.5474 | 1227349.5474 | 1227349.5474 | 1227349.5474 | 1227349.5474 | 1227349.5474 | 1227349.5474 | 1227349.5474 | 1227349.5474 | 1227349.5474 | 1227349.5474 | 1227349.5474 | 1227349.5474 | 1227349.5474 | 1227349.5474 | 1227349.5474 | 1227349.5474 | 1227349.5474 | 1227349.5474 | 1227349.5474 | 1227349.5474 | 1227349.5474 | 1227349.5474 | 1227349.5474 | 1227349.5474 | 1227349.5474 | 0 | 0 | 0 | 0 | 0 | 0 | 0 | 0 | 0 | 0
|  |  |  | Reduced pole attachment revenue |  |  | 8933.7681 | 9130.311 | 9331.1778 | 9536.4637 | 9746.2659 | 9960.6838 | 10179.8188 | 10403.7748 | 10632.6579 | 10866.5763 | 0 | 0 | 0 | 0 | 0 | 0 | 0 | 0 | 0 | 0 | 0 | 0 | 0 | 0 | 0 | 0 | 0 | 0 | 0 | 0 | 0 | 0 | 0 | 0 | 0 | 0 | 0 | 0 | 0 | 0 | 0 | 0 | 0 | 0 | 0 | 0 | 0 | 0 | 0 | 0 | 0 | 0 | 0 | 0 | 0 | 0 | 0 | 0 | 0 | 0

## Rev Req't_Baseline_OH1PH
Assumptions | Value |  |  | Baseline T&D Capital spent on target circuits
Equipment Life flag | 47 |  |  | 0 | 1 | 2 | 3 | 4 | 5 | 6 | 7 | 8 | 9 | 10
Book life flag | 50 |  |  | 2027 | 2028 | 2029 | 2030 | 2031 | 2032 | 2033 | 2034 | 2035 | 2036 | 2037
MACRS flag | 20 |  | Unescalated Baseline Costs (from Construction, with Overheads) |  | 1003129.1 | 1003129.1 | 1003129.1 | 1003129.1 | 1003129.1 | 1003129.1 | 1003129.1 | 1003129.1 | 1003129.1 | 1003129.1
|  |  | Miles unescalated |  | 1.995 | 1.995 | 1.995 | 1.995 | 1.995 | 1.995 | 1.995 | 1.995 | 1.995 | 1.995
|  |  | Cost per mile unescalated |  | 502821.604 | 502821.604 | 502821.604 | 502821.604 | 502821.604 | 502821.604 | 502821.604 | 502821.604 | 502821.604 | 502821.604
|  |  | CPI |  | 1 | 1.022 | 1.0445 | 1.0675 | 1.0909 | 1.1149 | 1.1395 | 1.1645 | 1.1902 | 1.2163
|  |  | Escalated with CPI |  | 1003129.1 | 1025197.9402 | 1047752.2949 | 1070802.8454 | 1094360.508 | 1118436.4391 | 1143042.0408 | 1168188.9657 | 1193889.1229 | 1220154.6837
|  |  | Cost per mile escalated |  | 502821.604 | 513883.6793 | 525189.1202 | 536743.2809 | 548551.6331 | 560619.769 | 572953.4039 | 585558.3788 | 598440.6631 | 611606.3577
|  | Investment year in service |  | 0 | 1 | 2 | 3 | 4 | 5 | 6 | 7 | 8 | 9 | 10 | 11 | 12 | 13 | 14 | 15 | 16 | 17 | 18 | 19 | 20 | 21 | 22 | 23 | 24 | 25 | 26 | 27 | 28 | 29 | 30 | 31 | 32 | 33 | 34 | 35 | 36 | 37 | 38 | 39 | 40 | 41 | 42 | 43 | 44 | 45 | 46 | 47 | 48 | 49 | 50 | 51 | 52 | 53 | 54 | 55 | 56 | 57 | 58 | 59 | 60 | 61 | 62 | 63 | 64 | 65 | 66 | 67 | 68 | 69 | 70 | 71 | 72 | 73 | 74 | 75 | 76 | 77 | 78 | 79 | 80 | 81 | 82 | 83 | 84 | 85 | 86 | 87 | 88 | 89 | 90 | 91 | 92 | 93 | 94 | 95 | 96 | 97 | 98 | 99 | 100
QAQC check |  | 2027 | CAPEX Cost element | 2027 | 2028 | 2029 | 2030 | 2031 | 2032 | 2033 | 2034 | 2035 | 2036 | 2037 | 2038 | 2039 | 2040 | 2041 | 2042 | 2043 | 2044 | 2045 | 2046 | 2047 | 2048 | 2049 | 2050 | 2051 | 2052 | 2053 | 2054 | 2055 | 2056 | 2057 | 2058 | 2059 | 2060 | 2061 | 2062 | 2063 | 2064 | 2065 | 2066 | 2067 | 2068 | 2069 | 2070 | 2071 | 2072 | 2073 | 2074 | 2075 | 2076 | 2077 | 2078 | 2079 | 2080 | 2081 | 2082 | 2083 | 2084 | 2085 | 2086 | 2087 | 2088 | 2089 | 2090 | 2091 | 2092 | 2093 | 2094 | 2095 | 2096 | 2097 | 2098 | 2099 | 2100 | 2101 | 2102 | 2103 | 2104 | 2105 | 2106 | 2107 | 2108 | 2109 | 2110 | 2111 | 2112 | 2113 | 2114 | 2115 | 2116 | 2117 | 2118 | 2119 | 2120 | 2121 | 2122 | 2123 | 2124 | 2125 | 2126 | 2127
1003129.1 |  |  | Book depreciation |  | 20062.582 | 20062.582 | 20062.582 | 20062.582 | 20062.582 | 20062.582 | 20062.582 | 20062.582 | 20062.582 | 20062.582 | 20062.582 | 20062.582 | 20062.582 | 20062.582 | 20062.582 | 20062.582 | 20062.582 | 20062.582 | 20062.582 | 20062.582 | 20062.582 | 20062.582 | 20062.582 | 20062.582 | 20062.582 | 20062.582 | 20062.582 | 20062.582 | 20062.582 | 20062.582 | 20062.582 | 20062.582 | 20062.582 | 20062.582 | 20062.582 | 20062.582 | 20062.582 | 20062.582 | 20062.582 | 20062.582 | 20062.582 | 20062.582 | 20062.582 | 20062.582 | 20062.582 | 20062.582 | 20062.582 | 20062.582 | 20062.582 | 20062.582 | 0 | 0 | 0 | 0 | 0 | 0 | 0 | 0 | 0 | 0 | 0 | 0 | 0 | 0 | 0 | 0 | 0 | 0 | 0 | 0 | 0 | 0 | 0 | 0 | 0 | 0 | 0 | 0 | 0 | 0 | 0 | 0 | 0 | 0 | 0 | 0 | 0 | 0 | 0 | 0 | 0 | 0 | 0 | 0 | 0 | 0 | 0 | 0 | 0 | 0
|  |  | Plant in Service | 1003129.1 | 1003129.1 | 1003129.1 | 1003129.1 | 1003129.1 | 1003129.1 | 1003129.1 | 1003129.1 | 1003129.1 | 1003129.1 | 1003129.1 | 1003129.1 | 1003129.1 | 1003129.1 | 1003129.1 | 1003129.1 | 1003129.1 | 1003129.1 | 1003129.1 | 1003129.1 | 1003129.1 | 1003129.1 | 1003129.1 | 1003129.1 | 1003129.1 | 1003129.1 | 1003129.1 | 1003129.1 | 1003129.1 | 1003129.1 | 1003129.1 | 1003129.1 | 1003129.1 | 1003129.1 | 1003129.1 | 1003129.1 | 1003129.1 | 1003129.1 | 1003129.1 | 1003129.1 | 1003129.1 | 1003129.1 | 1003129.1 | 1003129.1 | 1003129.1 | 1003129.1 | 1003129.1 | 1003129.1 | 1003129.1 | 1003129.1 | 1003129.1 | 0 | 0 | 0 | 0 | 0 | 0 | 0 | 0 | 0 | 0 | 0 | 0 | 0 | 0 | 0 | 0 | 0 | 0 | 0 | 0 | 0 | 0 | 0 | 0 | 0 | 0 | 0 | 0 | 0 | 0 | 0 | 0 | 0 | 0 | 0 | 0 | 0 | 0 | 0 | 0 | 0 | 0 | 0 | 0 | 0 | 0 | 0 | 0 | 0 | 0
|  |  | Accumulated Depreciation |  | -20062.582 | -40125.164 | -60187.746 | -80250.328 | -100312.91 | -120375.492 | -140438.074 | -160500.656 | -180563.238 | -200625.82 | -220688.402 | -240750.984 | -260813.566 | -280876.148 | -300938.73 | -321001.312 | -341063.894 | -361126.476 | -381189.058 | -401251.64 | -421314.222 | -441376.804 | -461439.386 | -481501.968 | -501564.55 | -521627.132 | -541689.714 | -561752.296 | -581814.878 | -601877.46 | -621940.042 | -642002.624 | -662065.206 | -682127.788 | -702190.37 | -722252.952 | -742315.534 | -762378.116 | -782440.698 | -802503.28 | -822565.862 | -842628.444 | -862691.026 | -882753.608 | -902816.19 | -922878.772 | -942941.354 | -963003.936 | -983066.518 | -1003129.1 | 0 | 0 | 0 | 0 | 0 | 0 | 0 | 0 | 0 | 0 | 0 | 0 | 0 | 0 | 0 | 0 | 0 | 0 | 0 | 0 | 0 | 0 | 0 | 0 | 0 | 0 | 0 | 0 | 0 | 0 | 0 | 0 | 0 | 0 | 0 | 0 | 0 | 0 | 0 | 0 | 0 | 0 | 0 | 0 | 0 | 0 | 0 | 0 | 0 | 0
|  |  | Net Plant (b.o.y.) |  | 1003129.1 | 983066.518 | 963003.936 | 942941.354 | 922878.772 | 902816.19 | 882753.608 | 862691.026 | 842628.444 | 822565.862 | 802503.28 | 782440.698 | 762378.116 | 742315.534 | 722252.952 | 702190.37 | 682127.788 | 662065.206 | 642002.624 | 621940.042 | 601877.46 | 581814.878 | 561752.296 | 541689.714 | 521627.132 | 501564.55 | 481501.968 | 461439.386 | 441376.804 | 421314.222 | 401251.64 | 381189.058 | 361126.476 | 341063.894 | 321001.312 | 300938.73 | 280876.148 | 260813.566 | 240750.984 | 220688.402 | 200625.82 | 180563.238 | 160500.656 | 140438.074 | 120375.492 | 100312.91 | 80250.328 | 60187.746 | 40125.164 | 20062.582 | -1.0477e-09 | 0 | 0 | 0 | 0 | 0 | 0 | 0 | 0 | 0 | 0 | 0 | 0 | 0 | 0 | 0 | 0 | 0 | 0 | 0 | 0 | 0 | 0 | 0 | 0 | 0 | 0 | 0 | 0 | 0 | 0 | 0 | 0 | 0 | 0 | 0 | 0 | 0 | 0 | 0 | 0 | 0 | 0 | 0 | 0 | 0 | 0 | 0 | 0 | 0
|  |  | Net Plant (e.o.y.) | 1003129.1 | 983066.518 | 963003.936 | 942941.354 | 922878.772 | 902816.19 | 882753.608 | 862691.026 | 842628.444 | 822565.862 | 802503.28 | 782440.698 | 762378.116 | 742315.534 | 722252.952 | 702190.37 | 682127.788 | 662065.206 | 642002.624 | 621940.042 | 601877.46 | 581814.878 | 561752.296 | 541689.714 | 521627.132 | 501564.55 | 481501.968 | 461439.386 | 441376.804 | 421314.222 | 401251.64 | 381189.058 | 361126.476 | 341063.894 | 321001.312 | 300938.73 | 280876.148 | 260813.566 | 240750.984 | 220688.402 | 200625.82 | 180563.238 | 160500.656 | 140438.074 | 120375.492 | 100312.91 | 80250.328 | 60187.746 | 40125.164 | 20062.582 | -1.0477e-09 | 0 | 0 | 0 | 0 | 0 | 0 | 0 | 0 | 0 | 0 | 0 | 0 | 0 | 0 | 0 | 0 | 0 | 0 | 0 | 0 | 0 | 0 | 0 | 0 | 0 | 0 | 0 | 0 | 0 | 0 | 0 | 0 | 0 | 0 | 0 | 0 | 0 | 0 | 0 | 0 | 0 | 0 | 0 | 0 | 0 | 0 | 0 | 0 | 0 | 0
|  |  | MACRS depreciation |  | 37617.3413 | 72415.8897 | 66978.93 | 61963.2845 | 57308.7655 | 53015.3729 | 49032.9504 | 45361.4979 | 44759.6204 | 44749.5892 | 44759.6204 | 44749.5892 | 44759.6204 | 44749.5892 | 44759.6204 | 44749.5892 | 44759.6204 | 44749.5892 | 44759.6204 | 44749.5892 | 22379.8102 | 0 | 0 | 0 | 0 | 0 | 0 | 0 | 0 | 0 | 0 | 0 | 0 | 0 | 0 | 0 | 0 | 0 | 0 | 0 | 0 | 0 | 0 | 0 | 0 | 0 | 0 | 0 | 0 | 0 | 0 | 0 | 0 | 0 | 0 | 0 | 0 | 0 | 0 | 0 | 0 | 0 | 0 | 0 | 0 | 0 | 0 | 0 | 0 | 0 | 0 | 0 | 0 | 0 | 0 | 0 | 0 | 0 | 0 | 0 | 0 | 0 | 0 | 0 | 0 | 0 | 0 | 0 | 0 | 0 | 0 | 0 | 0 | 0 | 0 | 0 | 0 | 0 | 0 | 0
|  |  | ADIT (b.o.y.) |  | 0 | -4865.3015 | -19375.0208 | -32377.8866 | -43990.6663 | -54313.4461 | -63446.3121 | -71475.4497 | -78487.0442 | -85331.8284 | -92173.8325 | -99018.6167 | -105860.6207 | -112705.4049 | -119547.4089 | -126392.1931 | -133234.1972 | -140078.9814 | -146920.9854 | -153765.7696 | -160607.7736 | -161249.9934 | -155689.6488 | -150129.3042 | -144568.9596 | -139008.615 | -133448.2704 | -127887.9258 | -122327.5812 | -116767.2366 | -111206.892 | -105646.5474 | -100086.2028 | -94525.8582 | -88965.5136 | -83405.169 | -77844.8244 | -72284.4798 | -66724.1352 | -61163.7906 | -55603.446 | -50043.1014 | -44482.7568 | -38922.4122 | -33362.0676 | -27801.723 | -22241.3784 | -16681.0338 | -11120.6892 | -5560.3446 | 6.3665e-11 | 6.3665e-11 | 6.3665e-11 | 6.3665e-11 | 6.3665e-11 | 6.3665e-11 | 6.3665e-11 | 6.3665e-11 | 6.3665e-11 | 6.3665e-11 | 6.3665e-11 | 6.3665e-11 | 6.3665e-11 | 6.3665e-11 | 6.3665e-11 | 6.3665e-11 | 6.3665e-11 | 6.3665e-11 | 6.3665e-11 | 6.3665e-11 | 6.3665e-11 | 6.3665e-11 | 6.3665e-11 | 6.3665e-11 | 6.3665e-11 | 6.3665e-11 | 6.3665e-11 | 6.3665e-11 | 6.3665e-11 | 6.3665e-11 | 6.3665e-11 | 6.3665e-11 | 6.3665e-11 | 6.3665e-11 | 6.3665e-11 | 6.3665e-11 | 6.3665e-11 | 6.3665e-11 | 6.3665e-11 | 6.3665e-11 | 6.3665e-11 | 6.3665e-11 | 6.3665e-11 | 6.3665e-11 | 6.3665e-11 | 6.3665e-11 | 6.3665e-11 | 6.3665e-11 | 6.3665e-11 | 6.3665e-11
|  |  | ADIT (e.o.y.) |  | -4865.3015 | -19375.0208 | -32377.8866 | -43990.6663 | -54313.4461 | -63446.3121 | -71475.4497 | -78487.0442 | -85331.8284 | -92173.8325 | -99018.6167 | -105860.6207 | -112705.4049 | -119547.4089 | -126392.1931 | -133234.1972 | -140078.9814 | -146920.9854 | -153765.7696 | -160607.7736 | -161249.9934 | -155689.6488 | -150129.3042 | -144568.9596 | -139008.615 | -133448.2704 | -127887.9258 | -122327.5812 | -116767.2366 | -111206.892 | -105646.5474 | -100086.2028 | -94525.8582 | -88965.5136 | -83405.169 | -77844.8244 | -72284.4798 | -66724.1352 | -61163.7906 | -55603.446 | -50043.1014 | -44482.7568 | -38922.4122 | -33362.0676 | -27801.723 | -22241.3784 | -16681.0338 | -11120.6892 | -5560.3446 | 6.3665e-11 | 6.3665e-11 | 6.3665e-11 | 6.3665e-11 | 6.3665e-11 | 6.3665e-11 | 6.3665e-11 | 6.3665e-11 | 6.3665e-11 | 6.3665e-11 | 6.3665e-11 | 6.3665e-11 | 6.3665e-11 | 6.3665e-11 | 6.3665e-11 | 6.3665e-11 | 6.3665e-11 | 6.3665e-11 | 6.3665e-11 | 6.3665e-11 | 6.3665e-11 | 6.3665e-11 | 6.3665e-11 | 6.3665e-11 | 6.3665e-11 | 6.3665e-11 | 6.3665e-11 | 6.3665e-11 | 6.3665e-11 | 6.3665e-11 | 6.3665e-11 | 6.3665e-11 | 6.3665e-11 | 6.3665e-11 | 6.3665e-11 | 6.3665e-11 | 6.3665e-11 | 6.3665e-11 | 6.3665e-11 | 6.3665e-11 | 6.3665e-11 | 6.3665e-11 | 6.3665e-11 | 6.3665e-11 | 6.3665e-11 | 6.3665e-11 | 6.3665e-11 | 6.3665e-11 | 6.3665e-11 | 6.3665e-11 | 6.3665e-11
|  |  | Net Rate Base |  | 990665.1582 | 960915.0659 | 927096.1913 | 894725.7865 | 863695.4248 | 833905.0199 | 805261.4361 | 777678.4881 | 750687.7167 | 723781.7406 | 696875.7644 | 669969.7883 | 643063.8122 | 616157.8361 | 589251.86 | 562345.8839 | 535439.9077 | 508533.9316 | 481627.9555 | 454721.9794 | 430917.2855 | 413313.7659 | 398811.5285 | 384309.2911 | 369807.0537 | 355304.8163 | 340802.5789 | 326300.3415 | 311798.1041 | 297295.8667 | 282793.6293 | 268291.3919 | 253789.1545 | 239286.9171 | 224784.6797 | 210282.4423 | 195780.2049 | 181277.9675 | 166775.7301 | 152273.4927 | 137771.2553 | 123269.0179 | 108766.7805 | 94264.5431 | 79762.3057 | 65260.0683 | 50757.8309 | 36255.5935 | 21753.3561 | 7251.1187 | -4.602e-10 | 6.3665e-11 | 6.3665e-11 | 6.3665e-11 | 6.3665e-11 | 6.3665e-11 | 6.3665e-11 | 6.3665e-11 | 6.3665e-11 | 6.3665e-11 | 6.3665e-11 | 6.3665e-11 | 6.3665e-11 | 6.3665e-11 | 6.3665e-11 | 6.3665e-11 | 6.3665e-11 | 6.3665e-11 | 6.3665e-11 | 6.3665e-11 | 6.3665e-11 | 6.3665e-11 | 6.3665e-11 | 6.3665e-11 | 6.3665e-11 | 6.3665e-11 | 6.3665e-11 | 6.3665e-11 | 6.3665e-11 | 6.3665e-11 | 6.3665e-11 | 6.3665e-11 | 6.3665e-11 | 6.3665e-11 | 6.3665e-11 | 6.3665e-11 | 6.3665e-11 | 6.3665e-11 | 6.3665e-11 | 6.3665e-11 | 6.3665e-11 | 6.3665e-11 | 6.3665e-11 | 6.3665e-11 | 6.3665e-11 | 6.3665e-11 | 6.3665e-11 | 6.3665e-11 | 6.3665e-11 | 6.3665e-11
|  |  | Pre-Tax return on rate base |  | 88466.3986 | 85809.7154 | 82789.6899 | 79899.0127 | 77128.0014 | 74467.7183 | 71909.8462 | 69446.689 | 67036.4131 | 64633.7094 | 62231.0058 | 59828.3021 | 57425.5984 | 55022.8948 | 52620.1911 | 50217.4874 | 47814.7838 | 45412.0801 | 43009.3764 | 40606.6728 | 38480.9136 | 36908.9193 | 35613.8695 | 34318.8197 | 33023.7699 | 31728.7201 | 30433.6703 | 29138.6205 | 27843.5707 | 26548.5209 | 25253.4711 | 23958.4213 | 22663.3715 | 21368.3217 | 20073.2719 | 18778.2221 | 17483.1723 | 16188.1225 | 14893.0727 | 13598.0229 | 12302.9731 | 11007.9233 | 9712.8735 | 8417.8237 | 7122.7739 | 5827.7241 | 4532.6743 | 3237.6245 | 1942.5747 | 647.5249 | -4.1096e-11 | 5.6853e-12 | 5.6853e-12 | 5.6853e-12 | 5.6853e-12 | 5.6853e-12 | 5.6853e-12 | 5.6853e-12 | 5.6853e-12 | 5.6853e-12 | 5.6853e-12 | 5.6853e-12 | 5.6853e-12 | 5.6853e-12 | 5.6853e-12 | 5.6853e-12 | 5.6853e-12 | 5.6853e-12 | 5.6853e-12 | 5.6853e-12 | 5.6853e-12 | 5.6853e-12 | 5.6853e-12 | 5.6853e-12 | 5.6853e-12 | 5.6853e-12 | 5.6853e-12 | 5.6853e-12 | 5.6853e-12 | 5.6853e-12 | 5.6853e-12 | 5.6853e-12 | 5.6853e-12 | 5.6853e-12 | 5.6853e-12 | 5.6853e-12 | 5.6853e-12 | 5.6853e-12 | 5.6853e-12 | 5.6853e-12 | 5.6853e-12 | 5.6853e-12 | 5.6853e-12 | 5.6853e-12 | 5.6853e-12 | 5.6853e-12 | 5.6853e-12 | 5.6853e-12 | 5.6853e-12 | 5.6853e-12
|  | Investment year in service |  |  | 0 | 1 | 2 | 3 | 4 | 5 | 6 | 7 | 8 | 9 | 10 | 11 | 12 | 13 | 14 | 15 | 16 | 17 | 18 | 19 | 20 | 21 | 22 | 23 | 24 | 25 | 26 | 27 | 28 | 29 | 30 | 31 | 32 | 33 | 34 | 35 | 36 | 37 | 38 | 39 | 40 | 41 | 42 | 43 | 44 | 45 | 46 | 47 | 48 | 49 | 50 | 51 | 52 | 53 | 54 | 55 | 56 | 57 | 58 | 59 | 60 | 61 | 62 | 63 | 64 | 65 | 66 | 67 | 68 | 69 | 70 | 71 | 72 | 73 | 74 | 75 | 76 | 77 | 78 | 79 | 80 | 81 | 82 | 83 | 84 | 85 | 86 | 87 | 88 | 89 | 90 | 91 | 92 | 93 | 94 | 95 | 96 | 97 | 98 | 99
QAQC check |  | 2028 | CAPEX Cost element | 2027 | 2028 | 2029 | 2030 | 2031 | 2032 | 2033 | 2034 | 2035 | 2036 | 2037 | 2038 | 2039 | 2040 | 2041 | 2042 | 2043 | 2044 | 2045 | 2046 | 2047 | 2048 | 2049 | 2050 | 2051 | 2052 | 2053 | 2054 | 2055 | 2056 | 2057 | 2058 | 2059 | 2060 | 2061 | 2062 | 2063 | 2064 | 2065 | 2066 | 2067 | 2068 | 2069 | 2070 | 2071 | 2072 | 2073 | 2074 | 2075 | 2076 | 2077 | 2078 | 2079 | 2080 | 2081 | 2082 | 2083 | 2084 | 2085 | 2086 | 2087 | 2088 | 2089 | 2090 | 2091 | 2092 | 2093 | 2094 | 2095 | 2096 | 2097 | 2098 | 2099 | 2100 | 2101 | 2102 | 2103 | 2104 | 2105 | 2106 | 2107 | 2108 | 2109 | 2110 | 2111 | 2112 | 2113 | 2114 | 2115 | 2116 | 2117 | 2118 | 2119 | 2120 | 2121 | 2122 | 2123 | 2124 | 2125 | 2126 | 2127
1025197.9402 |  |  | Book depreciation |  |  | 20503.9588 | 20503.9588 | 20503.9588 | 20503.9588 | 20503.9588 | 20503.9588 | 20503.9588 | 20503.9588 | 20503.9588 | 20503.9588 | 20503.9588 | 20503.9588 | 20503.9588 | 20503.9588 | 20503.9588 | 20503.9588 | 20503.9588 | 20503.9588 | 20503.9588 | 20503.9588 | 20503.9588 | 20503.9588 | 20503.9588 | 20503.9588 | 20503.9588 | 20503.9588 | 20503.9588 | 20503.9588 | 20503.9588 | 20503.9588 | 20503.9588 | 20503.9588 | 20503.9588 | 20503.9588 | 20503.9588 | 20503.9588 | 20503.9588 | 20503.9588 | 20503.9588 | 20503.9588 | 20503.9588 | 20503.9588 | 20503.9588 | 20503.9588 | 20503.9588 | 20503.9588 | 20503.9588 | 20503.9588 | 20503.9588 | 20503.9588 | 0 | 0 | 0 | 0 | 0 | 0 | 0 | 0 | 0 | 0 | 0 | 0 | 0 | 0 | 0 | 0 | 0 | 0 | 0 | 0 | 0 | 0 | 0 | 0 | 0 | 0 | 0 | 0 | 0 | 0 | 0 | 0 | 0 | 0 | 0 | 0 | 0 | 0 | 0 | 0 | 0 | 0 | 0 | 0 | 0 | 0 | 0 | 0 | 0
|  |  | Plant in Service |  | 1025197.9402 | 1025197.9402 | 1025197.9402 | 1025197.9402 | 1025197.9402 | 1025197.9402 | 1025197.9402 | 1025197.9402 | 1025197.9402 | 1025197.9402 | 1025197.9402 | 1025197.9402 | 1025197.9402 | 1025197.9402 | 1025197.9402 | 1025197.9402 | 1025197.9402 | 1025197.9402 | 1025197.9402 | 1025197.9402 | 1025197.9402 | 1025197.9402 | 1025197.9402 | 1025197.9402 | 1025197.9402 | 1025197.9402 | 1025197.9402 | 1025197.9402 | 1025197.9402 | 1025197.9402 | 1025197.9402 | 1025197.9402 | 1025197.9402 | 1025197.9402 | 1025197.9402 | 1025197.9402 | 1025197.9402 | 1025197.9402 | 1025197.9402 | 1025197.9402 | 1025197.9402 | 1025197.9402 | 1025197.9402 | 1025197.9402 | 1025197.9402 | 1025197.9402 | 1025197.9402 | 1025197.9402 | 1025197.9402 | 1025197.9402 | 1025197.9402 | 0 | 0 | 0 | 0 | 0 | 0 | 0 | 0 | 0 | 0 | 0 | 0 | 0 | 0 | 0 | 0 | 0 | 0 | 0 | 0 | 0 | 0 | 0 | 0 | 0 | 0 | 0 | 0 | 0 | 0 | 0 | 0 | 0 | 0 | 0 | 0 | 0 | 0 | 0 | 0 | 0 | 0 | 0 | 0 | 0 | 0 | 0 | 0 | 0
|  |  | Accumulated Depreciation |  |  | -20503.9588 | -41007.9176 | -61511.8764 | -82015.8352 | -102519.794 | -123023.7528 | -143527.7116 | -164031.6704 | -184535.6292 | -205039.588 | -225543.5468 | -246047.5056 | -266551.4645 | -287055.4233 | -307559.3821 | -328063.3409 | -348567.2997 | -369071.2585 | -389575.2173 | -410079.1761 | -430583.1349 | -451087.0937 | -471591.0525 | -492095.0113 | -512598.9701 | -533102.9289 | -553606.8877 | -574110.8465 | -594614.8053 | -615118.7641 | -635622.7229 | -656126.6817 | -676630.6405 | -697134.5993 | -717638.5581 | -738142.5169 | -758646.4757 | -779150.4346 | -799654.3934 | -820158.3522 | -840662.311 | -861166.2698 | -881670.2286 | -902174.1874 | -922678.1462 | -943182.105 | -963686.0638 | -984190.0226 | -1004693.9814 | -1025197.9402 | 0 | 0 | 0 | 0 | 0 | 0 | 0 | 0 | 0 | 0 | 0 | 0 | 0 | 0 | 0 | 0 | 0 | 0 | 0 | 0 | 0 | 0 | 0 | 0 | 0 | 0 | 0 | 0 | 0 | 0 | 0 | 0 | 0 | 0 | 0 | 0 | 0 | 0 | 0 | 0 | 0 | 0 | 0 | 0 | 0 | 0 | 0 | 0 | 0
|  |  | Net Plant (b.o.y.) |  |  | 1025197.9402 | 1004693.9814 | 984190.0226 | 963686.0638 | 943182.105 | 922678.1462 | 902174.1874 | 881670.2286 | 861166.2698 | 840662.311 | 820158.3522 | 799654.3934 | 779150.4346 | 758646.4757 | 738142.5169 | 717638.5581 | 697134.5993 | 676630.6405 | 656126.6817 | 635622.7229 | 615118.7641 | 594614.8053 | 574110.8465 | 553606.8877 | 533102.9289 | 512598.9701 | 492095.0113 | 471591.0525 | 451087.0937 | 430583.1349 | 410079.1761 | 389575.2173 | 369071.2585 | 348567.2997 | 328063.3409 | 307559.3821 | 287055.4233 | 266551.4645 | 246047.5056 | 225543.5468 | 205039.588 | 184535.6292 | 164031.6704 | 143527.7116 | 123023.7528 | 102519.794 | 82015.8352 | 61511.8764 | 41007.9176 | 20503.9588 | -1.1642e-09 | 0 | 0 | 0 | 0 | 0 | 0 | 0 | 0 | 0 | 0 | 0 | 0 | 0 | 0 | 0 | 0 | 0 | 0 | 0 | 0 | 0 | 0 | 0 | 0 | 0 | 0 | 0 | 0 | 0 | 0 | 0 | 0 | 0 | 0 | 0 | 0 | 0 | 0 | 0 | 0 | 0 | 0 | 0 | 0 | 0 | 0 | 0 | 0
|  |  | Net Plant (e.o.y.) |  | 1025197.9402 | 1004693.9814 | 984190.0226 | 963686.0638 | 943182.105 | 922678.1462 | 902174.1874 | 881670.2286 | 861166.2698 | 840662.311 | 820158.3522 | 799654.3934 | 779150.4346 | 758646.4757 | 738142.5169 | 717638.5581 | 697134.5993 | 676630.6405 | 656126.6817 | 635622.7229 | 615118.7641 | 594614.8053 | 574110.8465 | 553606.8877 | 533102.9289 | 512598.9701 | 492095.0113 | 471591.0525 | 451087.0937 | 430583.1349 | 410079.1761 | 389575.2173 | 369071.2585 | 348567.2997 | 328063.3409 | 307559.3821 | 287055.4233 | 266551.4645 | 246047.5056 | 225543.5468 | 205039.588 | 184535.6292 | 164031.6704 | 143527.7116 | 123023.7528 | 102519.794 | 82015.8352 | 61511.8764 | 41007.9176 | 20503.9588 | -1.1642e-09 | 0 | 0 | 0 | 0 | 0 | 0 | 0 | 0 | 0 | 0 | 0 | 0 | 0 | 0 | 0 | 0 | 0 | 0 | 0 | 0 | 0 | 0 | 0 | 0 | 0 | 0 | 0 | 0 | 0 | 0 | 0 | 0 | 0 | 0 | 0 | 0 | 0 | 0 | 0 | 0 | 0 | 0 | 0 | 0 | 0 | 0 | 0 | 0 | 0
|  |  | MACRS depreciation |  |  | 38444.9228 | 74009.0393 | 68452.4665 | 63326.4768 | 58569.5583 | 54181.7111 | 50111.6753 | 46359.4509 | 45744.3321 | 45734.0801 | 45744.3321 | 45734.0801 | 45744.3321 | 45734.0801 | 45744.3321 | 45734.0801 | 45744.3321 | 45734.0801 | 45744.3321 | 45734.0801 | 22872.166 | 0 | 0 | 0 | 0 | 0 | 0 | 0 | 0 | 0 | 0 | 0 | 0 | 0 | 0 | 0 | 0 | 0 | 0 | 0 | 0 | 0 | 0 | 0 | 0 | 0 | 0 | 0 | 0 | 0 | 0 | 0 | 0 | 0 | 0 | 0 | 0 | 0 | 0 | 0 | 0 | 0 | 0 | 0 | 0 | 0 | 0 | 0 | 0 | 0 | 0 | 0 | 0 | 0 | 0 | 0 | 0 | 0 | 0 | 0 | 0 | 0 | 0 | 0 | 0 | 0 | 0 | 0 | 0 | 0 | 0 | 0 | 0 | 0 | 0 | 0 | 0 | 0 | 0
|  |  | ADIT (b.o.y.) |  |  | 0 | -4972.3382 | -19801.2712 | -33090.2001 | -44958.461 | -55508.3419 | -64842.1309 | -73047.9096 | -80213.7592 | -87209.1286 | -94201.6568 | -101197.0262 | -108189.5543 | -115184.9238 | -122177.4519 | -129172.8214 | -136165.3495 | -143160.719 | -150153.2471 | -157148.6165 | -164141.1447 | -164797.4933 | -159114.8211 | -153432.1489 | -147749.4767 | -142066.8046 | -136384.1324 | -130701.4602 | -125018.788 | -119336.1158 | -113653.4437 | -107970.7715 | -102288.0993 | -96605.4271 | -90922.7549 | -85240.0827 | -79557.4106 | -73874.7384 | -68192.0662 | -62509.394 | -56826.7218 | -51144.0496 | -45461.3775 | -39778.7053 | -34096.0331 | -28413.3609 | -22730.6887 | -17048.0165 | -11365.3444 | -5682.6722 | -1.1642e-10 | -1.1642e-10 | -1.1642e-10 | -1.1642e-10 | -1.1642e-10 | -1.1642e-10 | -1.1642e-10 | -1.1642e-10 | -1.1642e-10 | -1.1642e-10 | -1.1642e-10 | -1.1642e-10 | -1.1642e-10 | -1.1642e-10 | -1.1642e-10 | -1.1642e-10 | -1.1642e-10 | -1.1642e-10 | -1.1642e-10 | -1.1642e-10 | -1.1642e-10 | -1.1642e-10 | -1.1642e-10 | -1.1642e-10 | -1.1642e-10 | -1.1642e-10 | -1.1642e-10 | -1.1642e-10 | -1.1642e-10 | -1.1642e-10 | -1.1642e-10 | -1.1642e-10 | -1.1642e-10 | -1.1642e-10 | -1.1642e-10 | -1.1642e-10 | -1.1642e-10 | -1.1642e-10 | -1.1642e-10 | -1.1642e-10 | -1.1642e-10 | -1.1642e-10 | -1.1642e-10 | -1.1642e-10 | -1.1642e-10 | -1.1642e-10 | -1.1642e-10 | -1.1642e-10 | -1.1642e-10
|  |  | ADIT (e.o.y.) |  |  | -4972.3382 | -19801.2712 | -33090.2001 | -44958.461 | -55508.3419 | -64842.1309 | -73047.9096 | -80213.7592 | -87209.1286 | -94201.6568 | -101197.0262 | -108189.5543 | -115184.9238 | -122177.4519 | -129172.8214 | -136165.3495 | -143160.719 | -150153.2471 | -157148.6165 | -164141.1447 | -164797.4933 | -159114.8211 | -153432.1489 | -147749.4767 | -142066.8046 | -136384.1324 | -130701.4602 | -125018.788 | -119336.1158 | -113653.4437 | -107970.7715 | -102288.0993 | -96605.4271 | -90922.7549 | -85240.0827 | -79557.4106 | -73874.7384 | -68192.0662 | -62509.394 | -56826.7218 | -51144.0496 | -45461.3775 | -39778.7053 | -34096.0331 | -28413.3609 | -22730.6887 | -17048.0165 | -11365.3444 | -5682.6722 | -1.1642e-10 | -1.1642e-10 | -1.1642e-10 | -1.1642e-10 | -1.1642e-10 | -1.1642e-10 | -1.1642e-10 | -1.1642e-10 | -1.1642e-10 | -1.1642e-10 | -1.1642e-10 | -1.1642e-10 | -1.1642e-10 | -1.1642e-10 | -1.1642e-10 | -1.1642e-10 | -1.1642e-10 | -1.1642e-10 | -1.1642e-10 | -1.1642e-10 | -1.1642e-10 | -1.1642e-10 | -1.1642e-10 | -1.1642e-10 | -1.1642e-10 | -1.1642e-10 | -1.1642e-10 | -1.1642e-10 | -1.1642e-10 | -1.1642e-10 | -1.1642e-10 | -1.1642e-10 | -1.1642e-10 | -1.1642e-10 | -1.1642e-10 | -1.1642e-10 | -1.1642e-10 | -1.1642e-10 | -1.1642e-10 | -1.1642e-10 | -1.1642e-10 | -1.1642e-10 | -1.1642e-10 | -1.1642e-10 | -1.1642e-10 | -1.1642e-10 | -1.1642e-10 | -1.1642e-10 | -1.1642e-10 | -1.1642e-10
|  |  | Net Rate Base |  |  | 1012459.7917 | 982055.1973 | 947492.3075 | 914409.7538 | 882696.7242 | 852250.9304 | 822977.1877 | 794787.4148 | 767202.8464 | 739704.9389 | 712207.0313 | 684709.1237 | 657211.2161 | 629713.3085 | 602215.4009 | 574717.4933 | 547219.5857 | 519721.6781 | 492223.7705 | 464725.8629 | 440397.4657 | 422406.6687 | 407585.3821 | 392764.0955 | 377942.8088 | 363121.5222 | 348300.2356 | 333478.949 | 318657.6624 | 303836.3757 | 289015.0891 | 274193.8025 | 259372.5159 | 244551.2293 | 229729.9426 | 214908.656 | 200087.3694 | 185266.0828 | 170444.7961 | 155623.5095 | 140802.2229 | 125980.9363 | 111159.6497 | 96338.363 | 81517.0764 | 66695.7898 | 51874.5032 | 37053.2166 | 22231.9299 | 7410.6433 | -6.9849e-10 | -1.1642e-10 | -1.1642e-10 | -1.1642e-10 | -1.1642e-10 | -1.1642e-10 | -1.1642e-10 | -1.1642e-10 | -1.1642e-10 | -1.1642e-10 | -1.1642e-10 | -1.1642e-10 | -1.1642e-10 | -1.1642e-10 | -1.1642e-10 | -1.1642e-10 | -1.1642e-10 | -1.1642e-10 | -1.1642e-10 | -1.1642e-10 | -1.1642e-10 | -1.1642e-10 | -1.1642e-10 | -1.1642e-10 | -1.1642e-10 | -1.1642e-10 | -1.1642e-10 | -1.1642e-10 | -1.1642e-10 | -1.1642e-10 | -1.1642e-10 | -1.1642e-10 | -1.1642e-10 | -1.1642e-10 | -1.1642e-10 | -1.1642e-10 | -1.1642e-10 | -1.1642e-10 | -1.1642e-10 | -1.1642e-10 | -1.1642e-10 | -1.1642e-10 | -1.1642e-10 | -1.1642e-10 | -1.1642e-10 | -1.1642e-10 | -1.1642e-10 | -1.1642e-10 | -1.1642e-10
|  |  | Pre-Tax return on rate base |  |  | 90412.6594 | 87697.5291 | 84611.0631 | 81656.791 | 78824.8175 | 76106.0081 | 73491.8629 | 70974.5161 | 68511.2142 | 66055.651 | 63600.0879 | 61144.5247 | 58688.9616 | 56233.3984 | 53777.8353 | 51322.2722 | 48866.709 | 46411.1459 | 43955.5827 | 41500.0196 | 39327.4937 | 37720.9155 | 36397.3746 | 35073.8337 | 33750.2928 | 32426.7519 | 31103.211 | 29779.6701 | 28456.1292 | 27132.5884 | 25809.0475 | 24485.5066 | 23161.9657 | 21838.4248 | 20514.8839 | 19191.343 | 17867.8021 | 16544.2612 | 15220.7203 | 13897.1794 | 12573.6385 | 11250.0976 | 9926.5567 | 8603.0158 | 7279.4749 | 5955.934 | 4632.3931 | 3308.8522 | 1985.3113 | 661.7704 | -6.2375e-11 | -1.0396e-11 | -1.0396e-11 | -1.0396e-11 | -1.0396e-11 | -1.0396e-11 | -1.0396e-11 | -1.0396e-11 | -1.0396e-11 | -1.0396e-11 | -1.0396e-11 | -1.0396e-11 | -1.0396e-11 | -1.0396e-11 | -1.0396e-11 | -1.0396e-11 | -1.0396e-11 | -1.0396e-11 | -1.0396e-11 | -1.0396e-11 | -1.0396e-11 | -1.0396e-11 | -1.0396e-11 | -1.0396e-11 | -1.0396e-11 | -1.0396e-11 | -1.0396e-11 | -1.0396e-11 | -1.0396e-11 | -1.0396e-11 | -1.0396e-11 | -1.0396e-11 | -1.0396e-11 | -1.0396e-11 | -1.0396e-11 | -1.0396e-11 | -1.0396e-11 | -1.0396e-11 | -1.0396e-11 | -1.0396e-11 | -1.0396e-11 | -1.0396e-11 | -1.0396e-11 | -1.0396e-11 | -1.0396e-11 | -1.0396e-11 | -1.0396e-11 | -1.0396e-11 | -1.0396e-11
|  | Investment year in service |  |  |  | 0 | 1 | 2 | 3 | 4 | 5 | 6 | 7 | 8 | 9 | 10 | 11 | 12 | 13 | 14 | 15 | 16 | 17 | 18 | 19 | 20 | 21 | 22 | 23 | 24 | 25 | 26 | 27 | 28 | 29 | 30 | 31 | 32 | 33 | 34 | 35 | 36 | 37 | 38 | 39 | 40 | 41 | 42 | 43 | 44 | 45 | 46 | 47 | 48 | 49 | 50 | 51 | 52 | 53 | 54 | 55 | 56 | 57 | 58 | 59 | 60 | 61 | 62 | 63 | 64 | 65 | 66 | 67 | 68 | 69 | 70 | 71 | 72 | 73 | 74 | 75 | 76 | 77 | 78 | 79 | 80 | 81 | 82 | 83 | 84 | 85 | 86 | 87 | 88 | 89 | 90 | 91 | 92 | 93 | 94 | 95 | 96 | 97 | 98
QAQC check |  | 2029 | CAPEX Cost element | 2027 | 2028 | 2029 | 2030 | 2031 | 2032 | 2033 | 2034 | 2035 | 2036 | 2037 | 2038 | 2039 | 2040 | 2041 | 2042 | 2043 | 2044 | 2045 | 2046 | 2047 | 2048 | 2049 | 2050 | 2051 | 2052 | 2053 | 2054 | 2055 | 2056 | 2057 | 2058 | 2059 | 2060 | 2061 | 2062 | 2063 | 2064 | 2065 | 2066 | 2067 | 2068 | 2069 | 2070 | 2071 | 2072 | 2073 | 2074 | 2075 | 2076 | 2077 | 2078 | 2079 | 2080 | 2081 | 2082 | 2083 | 2084 | 2085 | 2086 | 2087 | 2088 | 2089 | 2090 | 2091 | 2092 | 2093 | 2094 | 2095 | 2096 | 2097 | 2098 | 2099 | 2100 | 2101 | 2102 | 2103 | 2104 | 2105 | 2106 | 2107 | 2108 | 2109 | 2110 | 2111 | 2112 | 2113 | 2114 | 2115 | 2116 | 2117 | 2118 | 2119 | 2120 | 2121 | 2122 | 2123 | 2124 | 2125 | 2126 | 2127
1047752.2949 |  |  | Book depreciation |  |  |  | 20955.0459 | 20955.0459 | 20955.0459 | 20955.0459 | 20955.0459 | 20955.0459 | 20955.0459 | 20955.0459 | 20955.0459 | 20955.0459 | 20955.0459 | 20955.0459 | 20955.0459 | 20955.0459 | 20955.0459 | 20955.0459 | 20955.0459 | 20955.0459 | 20955.0459 | 20955.0459 | 20955.0459 | 20955.0459 | 20955.0459 | 20955.0459 | 20955.0459 | 20955.0459 | 20955.0459 | 20955.0459 | 20955.0459 | 20955.0459 | 20955.0459 | 20955.0459 | 20955.0459 | 20955.0459 | 20955.0459 | 20955.0459 | 20955.0459 | 20955.0459 | 20955.0459 | 20955.0459 | 20955.0459 | 20955.0459 | 20955.0459 | 20955.0459 | 20955.0459 | 20955.0459 | 20955.0459 | 20955.0459 | 20955.0459 | 20955.0459 | 0 | 0 | 0 | 0 | 0 | 0 | 0 | 0 | 0 | 0 | 0 | 0 | 0 | 0 | 0 | 0 | 0 | 0 | 0 | 0 | 0 | 0 | 0 | 0 | 0 | 0 | 0 | 0 | 0 | 0 | 0 | 0 | 0 | 0 | 0 | 0 | 0 | 0 | 0 | 0 | 0 | 0 | 0 | 0 | 0 | 0 | 0 | 0
|  |  | Plant in Service |  |  | 1047752.2949 | 1047752.2949 | 1047752.2949 | 1047752.2949 | 1047752.2949 | 1047752.2949 | 1047752.2949 | 1047752.2949 | 1047752.2949 | 1047752.2949 | 1047752.2949 | 1047752.2949 | 1047752.2949 | 1047752.2949 | 1047752.2949 | 1047752.2949 | 1047752.2949 | 1047752.2949 | 1047752.2949 | 1047752.2949 | 1047752.2949 | 1047752.2949 | 1047752.2949 | 1047752.2949 | 1047752.2949 | 1047752.2949 | 1047752.2949 | 1047752.2949 | 1047752.2949 | 1047752.2949 | 1047752.2949 | 1047752.2949 | 1047752.2949 | 1047752.2949 | 1047752.2949 | 1047752.2949 | 1047752.2949 | 1047752.2949 | 1047752.2949 | 1047752.2949 | 1047752.2949 | 1047752.2949 | 1047752.2949 | 1047752.2949 | 1047752.2949 | 1047752.2949 | 1047752.2949 | 1047752.2949 | 1047752.2949 | 1047752.2949 | 1047752.2949 | 0 | 0 | 0 | 0 | 0 | 0 | 0 | 0 | 0 | 0 | 0 | 0 | 0 | 0 | 0 | 0 | 0 | 0 | 0 | 0 | 0 | 0 | 0 | 0 | 0 | 0 | 0 | 0 | 0 | 0 | 0 | 0 | 0 | 0 | 0 | 0 | 0 | 0 | 0 | 0 | 0 | 0 | 0 | 0 | 0 | 0 | 0 | 0
|  |  | Accumulated Depreciation |  |  |  | -20955.0459 | -41910.0918 | -62865.1377 | -83820.1836 | -104775.2295 | -125730.2754 | -146685.3213 | -167640.3672 | -188595.4131 | -209550.459 | -230505.5049 | -251460.5508 | -272415.5967 | -293370.6426 | -314325.6885 | -335280.7344 | -356235.7803 | -377190.8262 | -398145.8721 | -419100.918 | -440055.9639 | -461011.0097 | -481966.0556 | -502921.1015 | -523876.1474 | -544831.1933 | -565786.2392 | -586741.2851 | -607696.331 | -628651.3769 | -649606.4228 | -670561.4687 | -691516.5146 | -712471.5605 | -733426.6064 | -754381.6523 | -775336.6982 | -796291.7441 | -817246.79 | -838201.8359 | -859156.8818 | -880111.9277 | -901066.9736 | -922022.0195 | -942977.0654 | -963932.1113 | -984887.1572 | -1005842.2031 | -1026797.249 | -1047752.2949 | 0 | 0 | 0 | 0 | 0 | 0 | 0 | 0 | 0 | 0 | 0 | 0 | 0 | 0 | 0 | 0 | 0 | 0 | 0 | 0 | 0 | 0 | 0 | 0 | 0 | 0 | 0 | 0 | 0 | 0 | 0 | 0 | 0 | 0 | 0 | 0 | 0 | 0 | 0 | 0 | 0 | 0 | 0 | 0 | 0 | 0 | 0 | 0
|  |  | Net Plant (b.o.y.) |  |  |  | 1047752.2949 | 1026797.249 | 1005842.2031 | 984887.1572 | 963932.1113 | 942977.0654 | 922022.0195 | 901066.9736 | 880111.9277 | 859156.8818 | 838201.8359 | 817246.79 | 796291.7441 | 775336.6982 | 754381.6523 | 733426.6064 | 712471.5605 | 691516.5146 | 670561.4687 | 649606.4228 | 628651.3769 | 607696.331 | 586741.2851 | 565786.2392 | 544831.1933 | 523876.1474 | 502921.1015 | 481966.0556 | 461011.0097 | 440055.9639 | 419100.918 | 398145.8721 | 377190.8262 | 356235.7803 | 335280.7344 | 314325.6885 | 293370.6426 | 272415.5967 | 251460.5508 | 230505.5049 | 209550.459 | 188595.4131 | 167640.3672 | 146685.3213 | 125730.2754 | 104775.2295 | 83820.1836 | 62865.1377 | 41910.0918 | 20955.0459 | 0 | 0 | 0 | 0 | 0 | 0 | 0 | 0 | 0 | 0 | 0 | 0 | 0 | 0 | 0 | 0 | 0 | 0 | 0 | 0 | 0 | 0 | 0 | 0 | 0 | 0 | 0 | 0 | 0 | 0 | 0 | 0 | 0 | 0 | 0 | 0 | 0 | 0 | 0 | 0 | 0 | 0 | 0 | 0 | 0 | 0 | 0 | 0
|  |  | Net Plant (e.o.y.) |  |  | 1047752.2949 | 1026797.249 | 1005842.2031 | 984887.1572 | 963932.1113 | 942977.0654 | 922022.0195 | 901066.9736 | 880111.9277 | 859156.8818 | 838201.8359 | 817246.79 | 796291.7441 | 775336.6982 | 754381.6523 | 733426.6064 | 712471.5605 | 691516.5146 | 670561.4687 | 649606.4228 | 628651.3769 | 607696.331 | 586741.2851 | 565786.2392 | 544831.1933 | 523876.1474 | 502921.1015 | 481966.0556 | 461011.0097 | 440055.9639 | 419100.918 | 398145.8721 | 377190.8262 | 356235.7803 | 335280.7344 | 314325.6885 | 293370.6426 | 272415.5967 | 251460.5508 | 230505.5049 | 209550.459 | 188595.4131 | 167640.3672 | 146685.3213 | 125730.2754 | 104775.2295 | 83820.1836 | 62865.1377 | 41910.0918 | 20955.0459 | 0 | 0 | 0 | 0 | 0 | 0 | 0 | 0 | 0 | 0 | 0 | 0 | 0 | 0 | 0 | 0 | 0 | 0 | 0 | 0 | 0 | 0 | 0 | 0 | 0 | 0 | 0 | 0 | 0 | 0 | 0 | 0 | 0 | 0 | 0 | 0 | 0 | 0 | 0 | 0 | 0 | 0 | 0 | 0 | 0 | 0 | 0 | 0 | 0
|  |  | MACRS depreciation |  |  |  | 39290.7111 | 75637.2382 | 69958.4207 | 64719.6593 | 59858.0886 | 55373.7088 | 51214.1322 | 47379.3588 | 46750.7074 | 46740.2299 | 46750.7074 | 46740.2299 | 46750.7074 | 46740.2299 | 46750.7074 | 46740.2299 | 46750.7074 | 46740.2299 | 46750.7074 | 46740.2299 | 23375.3537 | 0 | 0 | 0 | 0 | 0 | 0 | 0 | 0 | 0 | 0 | 0 | 0 | 0 | 0 | 0 | 0 | 0 | 0 | 0 | 0 | 0 | 0 | 0 | 0 | 0 | 0 | 0 | 0 | 0 | 0 | 0 | 0 | 0 | 0 | 0 | 0 | 0 | 0 | 0 | 0 | 0 | 0 | 0 | 0 | 0 | 0 | 0 | 0 | 0 | 0 | 0 | 0 | 0 | 0 | 0 | 0 | 0 | 0 | 0 | 0 | 0 | 0 | 0 | 0 | 0 | 0 | 0 | 0 | 0 | 0 | 0 | 0 | 0 | 0 | 0 | 0 | 0
|  |  | ADIT (b.o.y.) |  |  |  | 0 | -5081.7296 | -20236.8992 | -33818.1845 | -45947.5471 | -56729.5254 | -66268.6578 | -74654.9636 | -81978.4619 | -89127.7295 | -96274.0932 | -103423.3608 | -110569.7245 | -117718.9921 | -124865.3559 | -132014.6235 | -139160.9872 | -146310.2548 | -153456.6185 | -160605.8861 | -167752.2498 | -168423.0381 | -162615.3472 | -156807.6562 | -150999.9652 | -145192.2743 | -139384.5833 | -133576.8923 | -127769.2014 | -121961.5104 | -116153.8194 | -110346.1284 | -104538.4375 | -98730.7465 | -92923.0555 | -87115.3646 | -81307.6736 | -75499.9826 | -69692.2916 | -63884.6007 | -58076.9097 | -52269.2187 | -46461.5278 | -40653.8368 | -34846.1458 | -29038.4549 | -23230.7639 | -17423.0729 | -11615.3819 | -5807.691 | 8.7311e-11 | 8.7311e-11 | 8.7311e-11 | 8.7311e-11 | 8.7311e-11 | 8.7311e-11 | 8.7311e-11 | 8.7311e-11 | 8.7311e-11 | 8.7311e-11 | 8.7311e-11 | 8.7311e-11 | 8.7311e-11 | 8.7311e-11 | 8.7311e-11 | 8.7311e-11 | 8.7311e-11 | 8.7311e-11 | 8.7311e-11 | 8.7311e-11 | 8.7311e-11 | 8.7311e-11 | 8.7311e-11 | 8.7311e-11 | 8.7311e-11 | 8.7311e-11 | 8.7311e-11 | 8.7311e-11 | 8.7311e-11 | 8.7311e-11 | 8.7311e-11 | 8.7311e-11 | 8.7311e-11 | 8.7311e-11 | 8.7311e-11 | 8.7311e-11 | 8.7311e-11 | 8.7311e-11 | 8.7311e-11 | 8.7311e-11 | 8.7311e-11 | 8.7311e-11 | 8.7311e-11 | 8.7311e-11 | 8.7311e-11 | 8.7311e-11 | 8.7311e-11 | 8.7311e-11
|  |  | ADIT (e.o.y.) |  |  |  | -5081.7296 | -20236.8992 | -33818.1845 | -45947.5471 | -56729.5254 | -66268.6578 | -74654.9636 | -81978.4619 | -89127.7295 | -96274.0932 | -103423.3608 | -110569.7245 | -117718.9921 | -124865.3559 | -132014.6235 | -139160.9872 | -146310.2548 | -153456.6185 | -160605.8861 | -167752.2498 | -168423.0381 | -162615.3472 | -156807.6562 | -150999.9652 | -145192.2743 | -139384.5833 | -133576.8923 | -127769.2014 | -121961.5104 | -116153.8194 | -110346.1284 | -104538.4375 | -98730.7465 | -92923.0555 | -87115.3646 | -81307.6736 | -75499.9826 | -69692.2916 | -63884.6007 | -58076.9097 | -52269.2187 | -46461.5278 | -40653.8368 | -34846.1458 | -29038.4549 | -23230.7639 | -17423.0729 | -11615.3819 | -5807.691 | 8.7311e-11 | 8.7311e-11 | 8.7311e-11 | 8.7311e-11 | 8.7311e-11 | 8.7311e-11 | 8.7311e-11 | 8.7311e-11 | 8.7311e-11 | 8.7311e-11 | 8.7311e-11 | 8.7311e-11 | 8.7311e-11 | 8.7311e-11 | 8.7311e-11 | 8.7311e-11 | 8.7311e-11 | 8.7311e-11 | 8.7311e-11 | 8.7311e-11 | 8.7311e-11 | 8.7311e-11 | 8.7311e-11 | 8.7311e-11 | 8.7311e-11 | 8.7311e-11 | 8.7311e-11 | 8.7311e-11 | 8.7311e-11 | 8.7311e-11 | 8.7311e-11 | 8.7311e-11 | 8.7311e-11 | 8.7311e-11 | 8.7311e-11 | 8.7311e-11 | 8.7311e-11 | 8.7311e-11 | 8.7311e-11 | 8.7311e-11 | 8.7311e-11 | 8.7311e-11 | 8.7311e-11 | 8.7311e-11 | 8.7311e-11 | 8.7311e-11 | 8.7311e-11 | 8.7311e-11 | 8.7311e-11
|  |  | Net Rate Base |  |  |  | 1034733.9071 | 1003660.4116 | 968337.1383 | 934526.7684 | 902116.0521 | 871000.4508 | 841082.6858 | 812272.7379 | 784081.3091 | 755978.4475 | 727875.5859 | 699772.7244 | 671669.8628 | 643567.0013 | 615464.1397 | 587361.2781 | 559258.4166 | 531155.555 | 503052.6935 | 474949.8319 | 450086.21 | 431699.6154 | 416552.2605 | 401404.9056 | 386257.5506 | 371110.1957 | 355962.8408 | 340815.4859 | 325668.1309 | 310520.776 | 295373.4211 | 280226.0662 | 265078.7112 | 249931.3563 | 234784.0014 | 219636.6464 | 204489.2915 | 189341.9366 | 174194.5817 | 159047.2267 | 143899.8718 | 128752.5169 | 113605.162 | 98457.807 | 83310.4521 | 68163.0972 | 53015.7422 | 37868.3873 | 22721.0324 | 7573.6775 | 8.7311e-11 | 8.7311e-11 | 8.7311e-11 | 8.7311e-11 | 8.7311e-11 | 8.7311e-11 | 8.7311e-11 | 8.7311e-11 | 8.7311e-11 | 8.7311e-11 | 8.7311e-11 | 8.7311e-11 | 8.7311e-11 | 8.7311e-11 | 8.7311e-11 | 8.7311e-11 | 8.7311e-11 | 8.7311e-11 | 8.7311e-11 | 8.7311e-11 | 8.7311e-11 | 8.7311e-11 | 8.7311e-11 | 8.7311e-11 | 8.7311e-11 | 8.7311e-11 | 8.7311e-11 | 8.7311e-11 | 8.7311e-11 | 8.7311e-11 | 8.7311e-11 | 8.7311e-11 | 8.7311e-11 | 8.7311e-11 | 8.7311e-11 | 8.7311e-11 | 8.7311e-11 | 8.7311e-11 | 8.7311e-11 | 8.7311e-11 | 8.7311e-11 | 8.7311e-11 | 8.7311e-11 | 8.7311e-11 | 8.7311e-11 | 8.7311e-11 | 8.7311e-11 | 8.7311e-11
|  |  | Pre-Tax return on rate base |  |  |  | 92401.7379 | 89626.8748 | 86472.5064 | 83453.2404 | 80558.9635 | 77780.3403 | 75108.6838 | 72535.9555 | 70018.4609 | 67508.8754 | 64999.2898 | 62489.7043 | 59980.1188 | 57470.5332 | 54960.9477 | 52451.3621 | 49941.7766 | 47432.1911 | 44922.6055 | 42413.02 | 40192.6986 | 38550.7757 | 37198.1169 | 35845.4581 | 34492.7993 | 33140.1405 | 31787.4817 | 30434.8229 | 29082.1641 | 27729.5053 | 26376.8465 | 25024.1877 | 23671.5289 | 22318.8701 | 20966.2113 | 19613.5525 | 18260.8937 | 16908.2349 | 15555.5761 | 14202.9173 | 12850.2586 | 11497.5998 | 10144.941 | 8792.2822 | 7439.6234 | 6086.9646 | 4734.3058 | 3381.647 | 2028.9882 | 676.3294 | 7.7969e-12 | 7.7969e-12 | 7.7969e-12 | 7.7969e-12 | 7.7969e-12 | 7.7969e-12 | 7.7969e-12 | 7.7969e-12 | 7.7969e-12 | 7.7969e-12 | 7.7969e-12 | 7.7969e-12 | 7.7969e-12 | 7.7969e-12 | 7.7969e-12 | 7.7969e-12 | 7.7969e-12 | 7.7969e-12 | 7.7969e-12 | 7.7969e-12 | 7.7969e-12 | 7.7969e-12 | 7.7969e-12 | 7.7969e-12 | 7.7969e-12 | 7.7969e-12 | 7.7969e-12 | 7.7969e-12 | 7.7969e-12 | 7.7969e-12 | 7.7969e-12 | 7.7969e-12 | 7.7969e-12 | 7.7969e-12 | 7.7969e-12 | 7.7969e-12 | 7.7969e-12 | 7.7969e-12 | 7.7969e-12 | 7.7969e-12 | 7.7969e-12 | 7.7969e-12 | 7.7969e-12 | 7.7969e-12 | 7.7969e-12 | 7.7969e-12 | 7.7969e-12 | 7.7969e-12
|  | Investment year in service |  |  |  |  | 0 | 1 | 2 | 3 | 4 | 5 | 6 | 7 | 8 | 9 | 10 | 11 | 12 | 13 | 14 | 15 | 16 | 17 | 18 | 19 | 20 | 21 | 22 | 23 | 24 | 25 | 26 | 27 | 28 | 29 | 30 | 31 | 32 | 33 | 34 | 35 | 36 | 37 | 38 | 39 | 40 | 41 | 42 | 43 | 44 | 45 | 46 | 47 | 48 | 49 | 50 | 51 | 52 | 53 | 54 | 55 | 56 | 57 | 58 | 59 | 60 | 61 | 62 | 63 | 64 | 65 | 66 | 67 | 68 | 69 | 70 | 71 | 72 | 73 | 74 | 75 | 76 | 77 | 78 | 79 | 80 | 81 | 82 | 83 | 84 | 85 | 86 | 87 | 88 | 89 | 90 | 91 | 92 | 93 | 94 | 95 | 96 | 97
|  | 2030 | CAPEX Cost element | 2027 | 2028 | 2029 | 2030 | 2031 | 2032 | 2033 | 2034 | 2035 | 2036 | 2037 | 2038 | 2039 | 2040 | 2041 | 2042 | 2043 | 2044 | 2045 | 2046 | 2047 | 2048 | 2049 | 2050 | 2051 | 2052 | 2053 | 2054 | 2055 | 2056 | 2057 | 2058 | 2059 | 2060 | 2061 | 2062 | 2063 | 2064 | 2065 | 2066 | 2067 | 2068 | 2069 | 2070 | 2071 | 2072 | 2073 | 2074 | 2075 | 2076 | 2077 | 2078 | 2079 | 2080 | 2081 | 2082 | 2083 | 2084 | 2085 | 2086 | 2087 | 2088 | 2089 | 2090 | 2091 | 2092 | 2093 | 2094 | 2095 | 2096 | 2097 | 2098 | 2099 | 2100 | 2101 | 2102 | 2103 | 2104 | 2105 | 2106 | 2107 | 2108 | 2109 | 2110 | 2111 | 2112 | 2113 | 2114 | 2115 | 2116 | 2117 | 2118 | 2119 | 2120 | 2121 | 2122 | 2123 | 2124 | 2125 | 2126 | 2127
|  |  | Book depreciation |  |  |  |  | 21416.0569 | 21416.0569 | 21416.0569 | 21416.0569 | 21416.0569 | 21416.0569 | 21416.0569 | 21416.0569 | 21416.0569 | 21416.0569 | 21416.0569 | 21416.0569 | 21416.0569 | 21416.0569 | 21416.0569 | 21416.0569 | 21416.0569 | 21416.0569 | 21416.0569 | 21416.0569 | 21416.0569 | 21416.0569 | 21416.0569 | 21416.0569 | 21416.0569 | 21416.0569 | 21416.0569 | 21416.0569 | 21416.0569 | 21416.0569 | 21416.0569 | 21416.0569 | 21416.0569 | 21416.0569 | 21416.0569 | 21416.0569 | 21416.0569 | 21416.0569 | 21416.0569 | 21416.0569 | 21416.0569 | 21416.0569 | 21416.0569 | 21416.0569 | 21416.0569 | 21416.0569 | 21416.0569 | 21416.0569 | 21416.0569 | 21416.0569 | 0 | 0 | 0 | 0 | 0 | 0 | 0 | 0 | 0 | 0 | 0 | 0 | 0 | 0 | 0 | 0 | 0 | 0 | 0 | 0 | 0 | 0 | 0 | 0 | 0 | 0 | 0 | 0 | 0 | 0 | 0 | 0 | 0 | 0 | 0 | 0 | 0 | 0 | 0 | 0 | 0 | 0 | 0 | 0 | 0 | 0 | 0
|  |  | Plant in Service |  |  |  | 1070802.8454 | 1070802.8454 | 1070802.8454 | 1070802.8454 | 1070802.8454 | 1070802.8454 | 1070802.8454 | 1070802.8454 | 1070802.8454 | 1070802.8454 | 1070802.8454 | 1070802.8454 | 1070802.8454 | 1070802.8454 | 1070802.8454 | 1070802.8454 | 1070802.8454 | 1070802.8454 | 1070802.8454 | 1070802.8454 | 1070802.8454 | 1070802.8454 | 1070802.8454 | 1070802.8454 | 1070802.8454 | 1070802.8454 | 1070802.8454 | 1070802.8454 | 1070802.8454 | 1070802.8454 | 1070802.8454 | 1070802.8454 | 1070802.8454 | 1070802.8454 | 1070802.8454 | 1070802.8454 | 1070802.8454 | 1070802.8454 | 1070802.8454 | 1070802.8454 | 1070802.8454 | 1070802.8454 | 1070802.8454 | 1070802.8454 | 1070802.8454 | 1070802.8454 | 1070802.8454 | 1070802.8454 | 1070802.8454 | 1070802.8454 | 1070802.8454 | 0 | 0 | 0 | 0 | 0 | 0 | 0 | 0 | 0 | 0 | 0 | 0 | 0 | 0 | 0 | 0 | 0 | 0 | 0 | 0 | 0 | 0 | 0 | 0 | 0 | 0 | 0 | 0 | 0 | 0 | 0 | 0 | 0 | 0 | 0 | 0 | 0 | 0 | 0 | 0 | 0 | 0 | 0 | 0 | 0 | 0 | 0
|  |  | Accumulated Depreciation |  |  |  |  | -21416.0569 | -42832.1138 | -64248.1707 | -85664.2276 | -107080.2845 | -128496.3414 | -149912.3984 | -171328.4553 | -192744.5122 | -214160.5691 | -235576.626 | -256992.6829 | -278408.7398 | -299824.7967 | -321240.8536 | -342656.9105 | -364072.9674 | -385489.0243 | -406905.0812 | -428321.1381 | -449737.1951 | -471153.252 | -492569.3089 | -513985.3658 | -535401.4227 | -556817.4796 | -578233.5365 | -599649.5934 | -621065.6503 | -642481.7072 | -663897.7641 | -685313.821 | -706729.8779 | -728145.9349 | -749561.9918 | -770978.0487 | -792394.1056 | -813810.1625 | -835226.2194 | -856642.2763 | -878058.3332 | -899474.3901 | -920890.447 | -942306.5039 | -963722.5608 | -985138.6177 | -1006554.6746 | -1027970.7316 | -1049386.7885 | -1070802.8454 | 0 | 0 | 0 | 0 | 0 | 0 | 0 | 0 | 0 | 0 | 0 | 0 | 0 | 0 | 0 | 0 | 0 | 0 | 0 | 0 | 0 | 0 | 0 | 0 | 0 | 0 | 0 | 0 | 0 | 0 | 0 | 0 | 0 | 0 | 0 | 0 | 0 | 0 | 0 | 0 | 0 | 0 | 0 | 0 | 0 | 0 | 0
|  |  | Net Plant (b.o.y.) |  |  |  |  | 1070802.8454 | 1049386.7885 | 1027970.7316 | 1006554.6746 | 985138.6177 | 963722.5608 | 942306.5039 | 920890.447 | 899474.3901 | 878058.3332 | 856642.2763 | 835226.2194 | 813810.1625 | 792394.1056 | 770978.0487 | 749561.9918 | 728145.9349 | 706729.8779 | 685313.821 | 663897.7641 | 642481.7072 | 621065.6503 | 599649.5934 | 578233.5365 | 556817.4796 | 535401.4227 | 513985.3658 | 492569.3089 | 471153.252 | 449737.1951 | 428321.1381 | 406905.0812 | 385489.0243 | 364072.9674 | 342656.9105 | 321240.8536 | 299824.7967 | 278408.7398 | 256992.6829 | 235576.626 | 214160.5691 | 192744.5122 | 171328.4553 | 149912.3984 | 128496.3414 | 107080.2845 | 85664.2276 | 64248.1707 | 42832.1138 | 21416.0569 | 0 | 0 | 0 | 0 | 0 | 0 | 0 | 0 | 0 | 0 | 0 | 0 | 0 | 0 | 0 | 0 | 0 | 0 | 0 | 0 | 0 | 0 | 0 | 0 | 0 | 0 | 0 | 0 | 0 | 0 | 0 | 0 | 0 | 0 | 0 | 0 | 0 | 0 | 0 | 0 | 0 | 0 | 0 | 0 | 0 | 0 | 0
|  |  | Net Plant (e.o.y.) |  |  |  | 1070802.8454 | 1049386.7885 | 1027970.7316 | 1006554.6746 | 985138.6177 | 963722.5608 | 942306.5039 | 920890.447 | 899474.3901 | 878058.3332 | 856642.2763 | 835226.2194 | 813810.1625 | 792394.1056 | 770978.0487 | 749561.9918 | 728145.9349 | 706729.8779 | 685313.821 | 663897.7641 | 642481.7072 | 621065.6503 | 599649.5934 | 578233.5365 | 556817.4796 | 535401.4227 | 513985.3658 | 492569.3089 | 471153.252 | 449737.1951 | 428321.1381 | 406905.0812 | 385489.0243 | 364072.9674 | 342656.9105 | 321240.8536 | 299824.7967 | 278408.7398 | 256992.6829 | 235576.626 | 214160.5691 | 192744.5122 | 171328.4553 | 149912.3984 | 128496.3414 | 107080.2845 | 85664.2276 | 64248.1707 | 42832.1138 | 21416.0569 | 0 | 0 | 0 | 0 | 0 | 0 | 0 | 0 | 0 | 0 | 0 | 0 | 0 | 0 | 0 | 0 | 0 | 0 | 0 | 0 | 0 | 0 | 0 | 0 | 0 | 0 | 0 | 0 | 0 | 0 | 0 | 0 | 0 | 0 | 0 | 0 | 0 | 0 | 0 | 0 | 0 | 0 | 0 | 0 | 0 | 0 | 0 | 0
|  |  | MACRS depreciation |  |  |  |  | 40155.1067 | 77301.2574 | 71497.506 | 66143.4918 | 61174.9666 | 56591.9304 | 52340.8431 | 48421.7047 | 47779.223 | 47768.5149 | 47779.223 | 47768.5149 | 47779.223 | 47768.5149 | 47779.223 | 47768.5149 | 47779.223 | 47768.5149 | 47779.223 | 47768.5149 | 23889.6115 | 0 | 0 | 0 | 0 | 0 | 0 | 0 | 0 | 0 | 0 | 0 | 0 | 0 | 0 | 0 | 0 | 0 | 0 | 0 | 0 | 0 | 0 | 0 | 0 | 0 | 0 | 0 | 0 | 0 | 0 | 0 | 0 | 0 | 0 | 0 | 0 | 0 | 0 | 0 | 0 | 0 | 0 | 0 | 0 | 0 | 0 | 0 | 0 | 0 | 0 | 0 | 0 | 0 | 0 | 0 | 0 | 0 | 0 | 0 | 0 | 0 | 0 | 0 | 0 | 0 | 0 | 0 | 0 | 0 | 0 | 0 | 0 | 0 | 0 | 0 | 0
|  |  | ADIT (b.o.y.) |  |  |  |  | 0 | -5193.5277 | -20682.111 | -34562.1846 | -46958.3931 | -57977.575 | -67726.5683 | -76297.3728 | -83781.9881 | -91088.5395 | -98392.1233 | -105698.6747 | -113002.2585 | -120308.81 | -127612.3937 | -134918.9452 | -142222.5289 | -149529.0804 | -156832.6641 | -164139.2156 | -171442.7993 | -172128.345 | -166192.8848 | -160257.4246 | -154321.9645 | -148386.5043 | -142451.0441 | -136515.584 | -130580.1238 | -124644.6636 | -118709.2034 | -112773.7433 | -106838.2831 | -100902.8229 | -94967.3628 | -89031.9026 | -83096.4424 | -77160.9822 | -71225.5221 | -65290.0619 | -59354.6017 | -53419.1415 | -47483.6814 | -41548.2212 | -35612.761 | -29677.3009 | -23741.8407 | -17806.3805 | -11870.9203 | -5935.4602 | 4.9113e-11 | 4.9113e-11 | 4.9113e-11 | 4.9113e-11 | 4.9113e-11 | 4.9113e-11 | 4.9113e-11 | 4.9113e-11 | 4.9113e-11 | 4.9113e-11 | 4.9113e-11 | 4.9113e-11 | 4.9113e-11 | 4.9113e-11 | 4.9113e-11 | 4.9113e-11 | 4.9113e-11 | 4.9113e-11 | 4.9113e-11 | 4.9113e-11 | 4.9113e-11 | 4.9113e-11 | 4.9113e-11 | 4.9113e-11 | 4.9113e-11 | 4.9113e-11 | 4.9113e-11 | 4.9113e-11 | 4.9113e-11 | 4.9113e-11 | 4.9113e-11 | 4.9113e-11 | 4.9113e-11 | 4.9113e-11 | 4.9113e-11 | 4.9113e-11 | 4.9113e-11 | 4.9113e-11 | 4.9113e-11 | 4.9113e-11 | 4.9113e-11 | 4.9113e-11 | 4.9113e-11 | 4.9113e-11 | 4.9113e-11 | 4.9113e-11 | 4.9113e-11
|  |  | ADIT (e.o.y.) |  |  |  |  | -5193.5277 | -20682.111 | -34562.1846 | -46958.3931 | -57977.575 | -67726.5683 | -76297.3728 | -83781.9881 | -91088.5395 | -98392.1233 | -105698.6747 | -113002.2585 | -120308.81 | -127612.3937 | -134918.9452 | -142222.5289 | -149529.0804 | -156832.6641 | -164139.2156 | -171442.7993 | -172128.345 | -166192.8848 | -160257.4246 | -154321.9645 | -148386.5043 | -142451.0441 | -136515.584 | -130580.1238 | -124644.6636 | -118709.2034 | -112773.7433 | -106838.2831 | -100902.8229 | -94967.3628 | -89031.9026 | -83096.4424 | -77160.9822 | -71225.5221 | -65290.0619 | -59354.6017 | -53419.1415 | -47483.6814 | -41548.2212 | -35612.761 | -29677.3009 | -23741.8407 | -17806.3805 | -11870.9203 | -5935.4602 | 4.9113e-11 | 4.9113e-11 | 4.9113e-11 | 4.9113e-11 | 4.9113e-11 | 4.9113e-11 | 4.9113e-11 | 4.9113e-11 | 4.9113e-11 | 4.9113e-11 | 4.9113e-11 | 4.9113e-11 | 4.9113e-11 | 4.9113e-11 | 4.9113e-11 | 4.9113e-11 | 4.9113e-11 | 4.9113e-11 | 4.9113e-11 | 4.9113e-11 | 4.9113e-11 | 4.9113e-11 | 4.9113e-11 | 4.9113e-11 | 4.9113e-11 | 4.9113e-11 | 4.9113e-11 | 4.9113e-11 | 4.9113e-11 | 4.9113e-11 | 4.9113e-11 | 4.9113e-11 | 4.9113e-11 | 4.9113e-11 | 4.9113e-11 | 4.9113e-11 | 4.9113e-11 | 4.9113e-11 | 4.9113e-11 | 4.9113e-11 | 4.9113e-11 | 4.9113e-11 | 4.9113e-11 | 4.9113e-11 | 4.9113e-11 | 4.9113e-11 | 4.9113e-11 | 4.9113e-11
|  |  | Net Rate Base |  |  |  |  | 1057498.0531 | 1025740.9407 | 989640.5553 | 955086.3573 | 921962.6052 | 890162.4608 | 859586.5049 | 830142.7381 | 801331.0979 | 772609.9734 | 743888.8488 | 715167.7243 | 686446.5998 | 657725.4753 | 629004.3508 | 600283.2263 | 571562.1018 | 542840.9772 | 514119.8527 | 485398.7282 | 459988.1066 | 441197.007 | 425716.4102 | 410235.8135 | 394755.2168 | 379274.62 | 363794.0233 | 348313.4265 | 332832.8298 | 317352.2331 | 301871.6363 | 286391.0396 | 270910.4429 | 255429.8461 | 239949.2494 | 224468.6527 | 208988.0559 | 193507.4592 | 178026.8625 | 162546.2657 | 147065.669 | 131585.0723 | 116104.4755 | 100623.8788 | 85143.282 | 69662.6853 | 54182.0886 | 38701.4918 | 23220.8951 | 7740.2984 | 4.9113e-11 | 4.9113e-11 | 4.9113e-11 | 4.9113e-11 | 4.9113e-11 | 4.9113e-11 | 4.9113e-11 | 4.9113e-11 | 4.9113e-11 | 4.9113e-11 | 4.9113e-11 | 4.9113e-11 | 4.9113e-11 | 4.9113e-11 | 4.9113e-11 | 4.9113e-11 | 4.9113e-11 | 4.9113e-11 | 4.9113e-11 | 4.9113e-11 | 4.9113e-11 | 4.9113e-11 | 4.9113e-11 | 4.9113e-11 | 4.9113e-11 | 4.9113e-11 | 4.9113e-11 | 4.9113e-11 | 4.9113e-11 | 4.9113e-11 | 4.9113e-11 | 4.9113e-11 | 4.9113e-11 | 4.9113e-11 | 4.9113e-11 | 4.9113e-11 | 4.9113e-11 | 4.9113e-11 | 4.9113e-11 | 4.9113e-11 | 4.9113e-11 | 4.9113e-11 | 4.9113e-11 | 4.9113e-11 | 4.9113e-11 | 4.9113e-11 | 4.9113e-11
|  |  | Pre-Tax return on rate base |  |  |  |  | 94434.5761 | 91598.666 | 88374.9016 | 85289.2117 | 82331.2606 | 79491.5077 | 76761.0749 | 74131.7465 | 71558.867 | 68994.0706 | 66429.2742 | 63864.4778 | 61299.6814 | 58734.8849 | 56170.0885 | 53605.2921 | 51040.4957 | 48475.6993 | 45910.9028 | 43346.1064 | 41076.9379 | 39398.8927 | 38016.4754 | 36634.0581 | 35251.6409 | 33869.2236 | 32486.8063 | 31104.389 | 29721.9717 | 28339.5544 | 26957.1371 | 25574.7198 | 24192.3025 | 22809.8853 | 21427.468 | 20045.0507 | 18662.6334 | 17280.2161 | 15897.7988 | 14515.3815 | 13132.9642 | 11750.547 | 10368.1297 | 8985.7124 | 7603.2951 | 6220.8778 | 4838.4605 | 3456.0432 | 2073.6259 | 691.2086 | 4.3858e-12 | 4.3858e-12 | 4.3858e-12 | 4.3858e-12 | 4.3858e-12 | 4.3858e-12 | 4.3858e-12 | 4.3858e-12 | 4.3858e-12 | 4.3858e-12 | 4.3858e-12 | 4.3858e-12 | 4.3858e-12 | 4.3858e-12 | 4.3858e-12 | 4.3858e-12 | 4.3858e-12 | 4.3858e-12 | 4.3858e-12 | 4.3858e-12 | 4.3858e-12 | 4.3858e-12 | 4.3858e-12 | 4.3858e-12 | 4.3858e-12 | 4.3858e-12 | 4.3858e-12 | 4.3858e-12 | 4.3858e-12 | 4.3858e-12 | 4.3858e-12 | 4.3858e-12 | 4.3858e-12 | 4.3858e-12 | 4.3858e-12 | 4.3858e-12 | 4.3858e-12 | 4.3858e-12 | 4.3858e-12 | 4.3858e-12 | 4.3858e-12 | 4.3858e-12 | 4.3858e-12 | 4.3858e-12 | 4.3858e-12 | 4.3858e-12 | 4.3858e-12
|  | Investment year in service | [5 empty] | 0 | 1 | 2 | 3 | 4 | 5 | 6 | 7 | 8 | 9 | 10 | 11 | 12 | 13 | 14 | 15 | 16 | 17 | 18 | 19 | 20 | 21 | 22 | 23 | 24 | 25 | 26 | 27 | 28 | 29 | 30 | 31 | 32 | 33 | 34 | 35 | 36 | 37 | 38 | 39 | 40 | 41 | 42 | 43 | 44 | 45 | 46 | 47 | 48 | 49 | 50 | 51 | 52 | 53 | 54 | 55 | 56 | 57 | 58 | 59 | 60 | 61 | 62 | 63 | 64 | 65 | 66 | 67 | 68 | 69 | 70 | 71 | 72 | 73 | 74 | 75 | 76 | 77 | 78 | 79 | 80 | 81 | 82 | 83 | 84 | 85 | 86 | 87 | 88 | 89 | 90 | 91 | 92 | 93 | 94 | 95 | 96
|  | 2031 | CAPEX Cost element | 2027 | 2028 | 2029 | 2030 | 2031 | 2032 | 2033 | 2034 | 2035 | 2036 | 2037 | 2038 | 2039 | 2040 | 2041 | 2042 | 2043 | 2044 | 2045 | 2046 | 2047 | 2048 | 2049 | 2050 | 2051 | 2052 | 2053 | 2054 | 2055 | 2056 | 2057 | 2058 | 2059 | 2060 | 2061 | 2062 | 2063 | 2064 | 2065 | 2066 | 2067 | 2068 | 2069 | 2070 | 2071 | 2072 | 2073 | 2074 | 2075 | 2076 | 2077 | 2078 | 2079 | 2080 | 2081 | 2082 | 2083 | 2084 | 2085 | 2086 | 2087 | 2088 | 2089 | 2090 | 2091 | 2092 | 2093 | 2094 | 2095 | 2096 | 2097 | 2098 | 2099 | 2100 | 2101 | 2102 | 2103 | 2104 | 2105 | 2106 | 2107 | 2108 | 2109 | 2110 | 2111 | 2112 | 2113 | 2114 | 2115 | 2116 | 2117 | 2118 | 2119 | 2120 | 2121 | 2122 | 2123 | 2124 | 2125 | 2126 | 2127
|  |  | Book depreciation | [5 empty] | 21887.2102 | 21887.2102 | 21887.2102 | 21887.2102 | 21887.2102 | 21887.2102 | 21887.2102 | 21887.2102 | 21887.2102 | 21887.2102 | 21887.2102 | 21887.2102 | 21887.2102 | 21887.2102 | 21887.2102 | 21887.2102 | 21887.2102 | 21887.2102 | 21887.2102 | 21887.2102 | 21887.2102 | 21887.2102 | 21887.2102 | 21887.2102 | 21887.2102 | 21887.2102 | 21887.2102 | 21887.2102 | 21887.2102 | 21887.2102 | 21887.2102 | 21887.2102 | 21887.2102 | 21887.2102 | 21887.2102 | 21887.2102 | 21887.2102 | 21887.2102 | 21887.2102 | 21887.2102 | 21887.2102 | 21887.2102 | 21887.2102 | 21887.2102 | 21887.2102 | 21887.2102 | 21887.2102 | 21887.2102 | 21887.2102 | 21887.2102 | 0 | 0 | 0 | 0 | 0 | 0 | 0 | 0 | 0 | 0 | 0 | 0 | 0 | 0 | 0 | 0 | 0 | 0 | 0 | 0 | 0 | 0 | 0 | 0 | 0 | 0 | 0 | 0 | 0 | 0 | 0 | 0 | 0 | 0 | 0 | 0 | 0 | 0 | 0 | 0 | 0 | 0 | 0 | 0 | 0 | 0
|  |  | Plant in Service |  |  |  |  | 1094360.508 | 1094360.508 | 1094360.508 | 1094360.508 | 1094360.508 | 1094360.508 | 1094360.508 | 1094360.508 | 1094360.508 | 1094360.508 | 1094360.508 | 1094360.508 | 1094360.508 | 1094360.508 | 1094360.508 | 1094360.508 | 1094360.508 | 1094360.508 | 1094360.508 | 1094360.508 | 1094360.508 | 1094360.508 | 1094360.508 | 1094360.508 | 1094360.508 | 1094360.508 | 1094360.508 | 1094360.508 | 1094360.508 | 1094360.508 | 1094360.508 | 1094360.508 | 1094360.508 | 1094360.508 | 1094360.508 | 1094360.508 | 1094360.508 | 1094360.508 | 1094360.508 | 1094360.508 | 1094360.508 | 1094360.508 | 1094360.508 | 1094360.508 | 1094360.508 | 1094360.508 | 1094360.508 | 1094360.508 | 1094360.508 | 1094360.508 | 1094360.508 | 0 | 0 | 0 | 0 | 0 | 0 | 0 | 0 | 0 | 0 | 0 | 0 | 0 | 0 | 0 | 0 | 0 | 0 | 0 | 0 | 0 | 0 | 0 | 0 | 0 | 0 | 0 | 0 | 0 | 0 | 0 | 0 | 0 | 0 | 0 | 0 | 0 | 0 | 0 | 0 | 0 | 0 | 0 | 0 | 0 | 0
|  |  | Accumulated Depreciation | [5 empty] | -21887.2102 | -43774.4203 | -65661.6305 | -87548.8406 | -109436.0508 | -131323.261 | -153210.4711 | -175097.6813 | -196984.8914 | -218872.1016 | -240759.3118 | -262646.5219 | -284533.7321 | -306420.9422 | -328308.1524 | -350195.3626 | -372082.5727 | -393969.7829 | -415856.993 | -437744.2032 | -459631.4133 | -481518.6235 | -503405.8337 | -525293.0438 | -547180.254 | -569067.4641 | -590954.6743 | -612841.8845 | -634729.0946 | -656616.3048 | -678503.5149 | -700390.7251 | -722277.9353 | -744165.1454 | -766052.3556 | -787939.5657 | -809826.7759 | -831713.9861 | -853601.1962 | -875488.4064 | -897375.6165 | -919262.8267 | -941150.0369 | -963037.247 | -984924.4572 | -1006811.6673 | -1028698.8775 | -1050586.0877 | -1072473.2978 | -1094360.508 | 0 | 0 | 0 | 0 | 0 | 0 | 0 | 0 | 0 | 0 | 0 | 0 | 0 | 0 | 0 | 0 | 0 | 0 | 0 | 0 | 0 | 0 | 0 | 0 | 0 | 0 | 0 | 0 | 0 | 0 | 0 | 0 | 0 | 0 | 0 | 0 | 0 | 0 | 0 | 0 | 0 | 0 | 0 | 0 | 0 | 0
|  |  | Net Plant (b.o.y.) | [5 empty] | 1094360.508 | 1072473.2978 | 1050586.0877 | 1028698.8775 | 1006811.6673 | 984924.4572 | 963037.247 | 941150.0369 | 919262.8267 | 897375.6165 | 875488.4064 | 853601.1962 | 831713.9861 | 809826.7759 | 787939.5657 | 766052.3556 | 744165.1454 | 722277.9353 | 700390.7251 | 678503.5149 | 656616.3048 | 634729.0946 | 612841.8845 | 590954.6743 | 569067.4641 | 547180.254 | 525293.0438 | 503405.8337 | 481518.6235 | 459631.4133 | 437744.2032 | 415856.993 | 393969.7829 | 372082.5727 | 350195.3626 | 328308.1524 | 306420.9422 | 284533.7321 | 262646.5219 | 240759.3118 | 218872.1016 | 196984.8914 | 175097.6813 | 153210.4711 | 131323.261 | 109436.0508 | 87548.8406 | 65661.6305 | 43774.4203 | 21887.2102 | 0 | 0 | 0 | 0 | 0 | 0 | 0 | 0 | 0 | 0 | 0 | 0 | 0 | 0 | 0 | 0 | 0 | 0 | 0 | 0 | 0 | 0 | 0 | 0 | 0 | 0 | 0 | 0 | 0 | 0 | 0 | 0 | 0 | 0 | 0 | 0 | 0 | 0 | 0 | 0 | 0 | 0 | 0 | 0 | 0 | 0
|  |  | Net Plant (e.o.y.) |  |  |  |  | 1094360.508 | 1072473.2978 | 1050586.0877 | 1028698.8775 | 1006811.6673 | 984924.4572 | 963037.247 | 941150.0369 | 919262.8267 | 897375.6165 | 875488.4064 | 853601.1962 | 831713.9861 | 809826.7759 | 787939.5657 | 766052.3556 | 744165.1454 | 722277.9353 | 700390.7251 | 678503.5149 | 656616.3048 | 634729.0946 | 612841.8845 | 590954.6743 | 569067.4641 | 547180.254 | 525293.0438 | 503405.8337 | 481518.6235 | 459631.4133 | 437744.2032 | 415856.993 | 393969.7829 | 372082.5727 | 350195.3626 | 328308.1524 | 306420.9422 | 284533.7321 | 262646.5219 | 240759.3118 | 218872.1016 | 196984.8914 | 175097.6813 | 153210.4711 | 131323.261 | 109436.0508 | 87548.8406 | 65661.6305 | 43774.4203 | 21887.2102 | 0 | 0 | 0 | 0 | 0 | 0 | 0 | 0 | 0 | 0 | 0 | 0 | 0 | 0 | 0 | 0 | 0 | 0 | 0 | 0 | 0 | 0 | 0 | 0 | 0 | 0 | 0 | 0 | 0 | 0 | 0 | 0 | 0 | 0 | 0 | 0 | 0 | 0 | 0 | 0 | 0 | 0 | 0 | 0 | 0 | 0 | 0
|  |  | MACRS depreciation | [5 empty] | 41038.519 | 79001.8851 | 73070.4511 | 67598.6486 | 62520.8158 | 57836.9528 | 53492.3416 | 49486.9822 | 48830.3659 | 48819.4223 | 48830.3659 | 48819.4223 | 48830.3659 | 48819.4223 | 48830.3659 | 48819.4223 | 48830.3659 | 48819.4223 | 48830.3659 | 48819.4223 | 24415.1829 | 0 | 0 | 0 | 0 | 0 | 0 | 0 | 0 | 0 | 0 | 0 | 0 | 0 | 0 | 0 | 0 | 0 | 0 | 0 | 0 | 0 | 0 | 0 | 0 | 0 | 0 | 0 | 0 | 0 | 0 | 0 | 0 | 0 | 0 | 0 | 0 | 0 | 0 | 0 | 0 | 0 | 0 | 0 | 0 | 0 | 0 | 0 | 0 | 0 | 0 | 0 | 0 | 0 | 0 | 0 | 0 | 0 | 0 | 0 | 0 | 0 | 0 | 0 | 0 | 0 | 0 | 0 | 0 | 0 | 0 | 0 | 0 | 0 | 0 | 0
|  |  | ADIT (b.o.y.) | [5 empty] | 0 | -5307.7853 | -21137.1174 | -35322.5526 | -47991.4778 | -59253.0816 | -69216.5528 | -77975.915 | -85625.1918 | -93092.4874 | -100556.75 | -108024.0456 | -115488.3082 | -122955.6038 | -130419.8664 | -137887.162 | -145351.4245 | -152818.7201 | -160282.9827 | -167750.2783 | -175214.5409 | -175915.1686 | -169849.1283 | -163783.088 | -157717.0477 | -151651.0074 | -145584.9671 | -139518.9268 | -133452.8865 | -127386.8462 | -121320.8059 | -115254.7656 | -109188.7253 | -103122.685 | -97056.6447 | -90990.6044 | -84924.5641 | -78858.5238 | -72792.4835 | -66726.4433 | -60660.403 | -54594.3627 | -48528.3224 | -42462.2821 | -36396.2418 | -30330.2015 | -24264.1612 | -18198.1209 | -12132.0806 | -6066.0403 | 1.6371e-11 | 1.6371e-11 | 1.6371e-11 | 1.6371e-11 | 1.6371e-11 | 1.6371e-11 | 1.6371e-11 | 1.6371e-11 | 1.6371e-11 | 1.6371e-11 | 1.6371e-11 | 1.6371e-11 | 1.6371e-11 | 1.6371e-11 | 1.6371e-11 | 1.6371e-11 | 1.6371e-11 | 1.6371e-11 | 1.6371e-11 | 1.6371e-11 | 1.6371e-11 | 1.6371e-11 | 1.6371e-11 | 1.6371e-11 | 1.6371e-11 | 1.6371e-11 | 1.6371e-11 | 1.6371e-11 | 1.6371e-11 | 1.6371e-11 | 1.6371e-11 | 1.6371e-11 | 1.6371e-11 | 1.6371e-11 | 1.6371e-11 | 1.6371e-11 | 1.6371e-11 | 1.6371e-11 | 1.6371e-11 | 1.6371e-11 | 1.6371e-11 | 1.6371e-11 | 1.6371e-11 | 1.6371e-11 | 1.6371e-11 | 1.6371e-11
|  |  | ADIT (e.o.y.) | [5 empty] | -5307.7853 | -21137.1174 | -35322.5526 | -47991.4778 | -59253.0816 | -69216.5528 | -77975.915 | -85625.1918 | -93092.4874 | -100556.75 | -108024.0456 | -115488.3082 | -122955.6038 | -130419.8664 | -137887.162 | -145351.4245 | -152818.7201 | -160282.9827 | -167750.2783 | -175214.5409 | -175915.1686 | -169849.1283 | -163783.088 | -157717.0477 | -151651.0074 | -145584.9671 | -139518.9268 | -133452.8865 | -127386.8462 | -121320.8059 | -115254.7656 | -109188.7253 | -103122.685 | -97056.6447 | -90990.6044 | -84924.5641 | -78858.5238 | -72792.4835 | -66726.4433 | -60660.403 | -54594.3627 | -48528.3224 | -42462.2821 | -36396.2418 | -30330.2015 | -24264.1612 | -18198.1209 | -12132.0806 | -6066.0403 | 1.6371e-11 | 1.6371e-11 | 1.6371e-11 | 1.6371e-11 | 1.6371e-11 | 1.6371e-11 | 1.6371e-11 | 1.6371e-11 | 1.6371e-11 | 1.6371e-11 | 1.6371e-11 | 1.6371e-11 | 1.6371e-11 | 1.6371e-11 | 1.6371e-11 | 1.6371e-11 | 1.6371e-11 | 1.6371e-11 | 1.6371e-11 | 1.6371e-11 | 1.6371e-11 | 1.6371e-11 | 1.6371e-11 | 1.6371e-11 | 1.6371e-11 | 1.6371e-11 | 1.6371e-11 | 1.6371e-11 | 1.6371e-11 | 1.6371e-11 | 1.6371e-11 | 1.6371e-11 | 1.6371e-11 | 1.6371e-11 | 1.6371e-11 | 1.6371e-11 | 1.6371e-11 | 1.6371e-11 | 1.6371e-11 | 1.6371e-11 | 1.6371e-11 | 1.6371e-11 | 1.6371e-11 | 1.6371e-11 | 1.6371e-11 | 1.6371e-11 | 1.6371e-11
|  |  | Net Rate Base | [5 empty] | 1080763.0103 | 1048307.2414 | 1011412.6475 | 976098.2572 | 942245.7825 | 909746.0349 | 878497.408 | 848405.8784 | 818960.382 | 789607.3928 | 760254.4035 | 730901.4143 | 701548.425 | 672195.4358 | 642842.4465 | 613489.4572 | 584136.468 | 554783.4787 | 525430.4895 | 496077.5002 | 470107.845 | 450903.3411 | 435082.1713 | 419261.0014 | 403439.8315 | 387618.6617 | 371797.4918 | 355976.3219 | 340155.1521 | 324333.9822 | 308512.8123 | 292691.6425 | 276870.4726 | 261049.3028 | 245228.1329 | 229406.963 | 213585.7932 | 197764.6233 | 181943.4534 | 166122.2836 | 150301.1137 | 134479.9438 | 118658.774 | 102837.6041 | 87016.4343 | 71195.2644 | 55374.0945 | 39552.9247 | 23731.7548 | 7910.5849 | 1.6371e-11 | 1.6371e-11 | 1.6371e-11 | 1.6371e-11 | 1.6371e-11 | 1.6371e-11 | 1.6371e-11 | 1.6371e-11 | 1.6371e-11 | 1.6371e-11 | 1.6371e-11 | 1.6371e-11 | 1.6371e-11 | 1.6371e-11 | 1.6371e-11 | 1.6371e-11 | 1.6371e-11 | 1.6371e-11 | 1.6371e-11 | 1.6371e-11 | 1.6371e-11 | 1.6371e-11 | 1.6371e-11 | 1.6371e-11 | 1.6371e-11 | 1.6371e-11 | 1.6371e-11 | 1.6371e-11 | 1.6371e-11 | 1.6371e-11 | 1.6371e-11 | 1.6371e-11 | 1.6371e-11 | 1.6371e-11 | 1.6371e-11 | 1.6371e-11 | 1.6371e-11 | 1.6371e-11 | 1.6371e-11 | 1.6371e-11 | 1.6371e-11 | 1.6371e-11 | 1.6371e-11 | 1.6371e-11 | 1.6371e-11 | 1.6371e-11
|  |  | Pre-Tax return on rate base | [5 empty] | 96512.1368 | 93613.8367 | 90319.1494 | 87165.5744 | 84142.5484 | 81240.3209 | 78449.8185 | 75762.6449 | 73133.1621 | 70511.9402 | 67890.7182 | 65269.4963 | 62648.2744 | 60027.0524 | 57405.8305 | 54784.6085 | 52163.3866 | 49542.1647 | 46920.9427 | 44299.7208 | 41980.6306 | 40265.6684 | 38852.8379 | 37440.0074 | 36027.177 | 34614.3465 | 33201.516 | 31788.6855 | 30375.8551 | 28963.0246 | 27550.1941 | 26137.3637 | 24724.5332 | 23311.7027 | 21898.8723 | 20486.0418 | 19073.2113 | 17660.3809 | 16247.5504 | 14834.7199 | 13421.8895 | 12009.059 | 10596.2285 | 9183.398 | 7770.5676 | 6357.7371 | 4944.9066 | 3532.0762 | 2119.2457 | 706.4152 | 1.4619e-12 | 1.4619e-12 | 1.4619e-12 | 1.4619e-12 | 1.4619e-12 | 1.4619e-12 | 1.4619e-12 | 1.4619e-12 | 1.4619e-12 | 1.4619e-12 | 1.4619e-12 | 1.4619e-12 | 1.4619e-12 | 1.4619e-12 | 1.4619e-12 | 1.4619e-12 | 1.4619e-12 | 1.4619e-12 | 1.4619e-12 | 1.4619e-12 | 1.4619e-12 | 1.4619e-12 | 1.4619e-12 | 1.4619e-12 | 1.4619e-12 | 1.4619e-12 | 1.4619e-12 | 1.4619e-12 | 1.4619e-12 | 1.4619e-12 | 1.4619e-12 | 1.4619e-12 | 1.4619e-12 | 1.4619e-12 | 1.4619e-12 | 1.4619e-12 | 1.4619e-12 | 1.4619e-12 | 1.4619e-12 | 1.4619e-12 | 1.4619e-12 | 1.4619e-12 | 1.4619e-12 | 1.4619e-12 | 1.4619e-12 | 1.4619e-12
|  | Investment year in service | [6 empty] | 0 | 1 | 2 | 3 | 4 | 5 | 6 | 7 | 8 | 9 | 10 | 11 | 12 | 13 | 14 | 15 | 16 | 17 | 18 | 19 | 20 | 21 | 22 | 23 | 24 | 25 | 26 | 27 | 28 | 29 | 30 | 31 | 32 | 33 | 34 | 35 | 36 | 37 | 38 | 39 | 40 | 41 | 42 | 43 | 44 | 45 | 46 | 47 | 48 | 49 | 50 | 51 | 52 | 53 | 54 | 55 | 56 | 57 | 58 | 59 | 60 | 61 | 62 | 63 | 64 | 65 | 66 | 67 | 68 | 69 | 70 | 71 | 72 | 73 | 74 | 75 | 76 | 77 | 78 | 79 | 80 | 81 | 82 | 83 | 84 | 85 | 86 | 87 | 88 | 89 | 90 | 91 | 92 | 93 | 94 | 95
|  | 2032 | CAPEX Cost element | 2027 | 2028 | 2029 | 2030 | 2031 | 2032 | 2033 | 2034 | 2035 | 2036 | 2037 | 2038 | 2039 | 2040 | 2041 | 2042 | 2043 | 2044 | 2045 | 2046 | 2047 | 2048 | 2049 | 2050 | 2051 | 2052 | 2053 | 2054 | 2055 | 2056 | 2057 | 2058 | 2059 | 2060 | 2061 | 2062 | 2063 | 2064 | 2065 | 2066 | 2067 | 2068 | 2069 | 2070 | 2071 | 2072 | 2073 | 2074 | 2075 | 2076 | 2077 | 2078 | 2079 | 2080 | 2081 | 2082 | 2083 | 2084 | 2085 | 2086 | 2087 | 2088 | 2089 | 2090 | 2091 | 2092 | 2093 | 2094 | 2095 | 2096 | 2097 | 2098 | 2099 | 2100 | 2101 | 2102 | 2103 | 2104 | 2105 | 2106 | 2107 | 2108 | 2109 | 2110 | 2111 | 2112 | 2113 | 2114 | 2115 | 2116 | 2117 | 2118 | 2119 | 2120 | 2121 | 2122 | 2123 | 2124 | 2125 | 2126 | 2127
|  |  | Book depreciation | [6 empty] | 22368.7288 | 22368.7288 | 22368.7288 | 22368.7288 | 22368.7288 | 22368.7288 | 22368.7288 | 22368.7288 | 22368.7288 | 22368.7288 | 22368.7288 | 22368.7288 | 22368.7288 | 22368.7288 | 22368.7288 | 22368.7288 | 22368.7288 | 22368.7288 | 22368.7288 | 22368.7288 | 22368.7288 | 22368.7288 | 22368.7288 | 22368.7288 | 22368.7288 | 22368.7288 | 22368.7288 | 22368.7288 | 22368.7288 | 22368.7288 | 22368.7288 | 22368.7288 | 22368.7288 | 22368.7288 | 22368.7288 | 22368.7288 | 22368.7288 | 22368.7288 | 22368.7288 | 22368.7288 | 22368.7288 | 22368.7288 | 22368.7288 | 22368.7288 | 22368.7288 | 22368.7288 | 22368.7288 | 22368.7288 | 22368.7288 | 22368.7288 | 0 | 0 | 0 | 0 | 0 | 0 | 0 | 0 | 0 | 0 | 0 | 0 | 0 | 0 | 0 | 0 | 0 | 0 | 0 | 0 | 0 | 0 | 0 | 0 | 0 | 0 | 0 | 0 | 0 | 0 | 0 | 0 | 0 | 0 | 0 | 0 | 0 | 0 | 0 | 0 | 0 | 0 | 0 | 0 | 0
|  |  | Plant in Service | [5 empty] | 1118436.4391 | 1118436.4391 | 1118436.4391 | 1118436.4391 | 1118436.4391 | 1118436.4391 | 1118436.4391 | 1118436.4391 | 1118436.4391 | 1118436.4391 | 1118436.4391 | 1118436.4391 | 1118436.4391 | 1118436.4391 | 1118436.4391 | 1118436.4391 | 1118436.4391 | 1118436.4391 | 1118436.4391 | 1118436.4391 | 1118436.4391 | 1118436.4391 | 1118436.4391 | 1118436.4391 | 1118436.4391 | 1118436.4391 | 1118436.4391 | 1118436.4391 | 1118436.4391 | 1118436.4391 | 1118436.4391 | 1118436.4391 | 1118436.4391 | 1118436.4391 | 1118436.4391 | 1118436.4391 | 1118436.4391 | 1118436.4391 | 1118436.4391 | 1118436.4391 | 1118436.4391 | 1118436.4391 | 1118436.4391 | 1118436.4391 | 1118436.4391 | 1118436.4391 | 1118436.4391 | 1118436.4391 | 1118436.4391 | 1118436.4391 | 1118436.4391 | 0 | 0 | 0 | 0 | 0 | 0 | 0 | 0 | 0 | 0 | 0 | 0 | 0 | 0 | 0 | 0 | 0 | 0 | 0 | 0 | 0 | 0 | 0 | 0 | 0 | 0 | 0 | 0 | 0 | 0 | 0 | 0 | 0 | 0 | 0 | 0 | 0 | 0 | 0 | 0 | 0 | 0 | 0 | 0 | 0
|  |  | Accumulated Depreciation | [6 empty] | -22368.7288 | -44737.4576 | -67106.1863 | -89474.9151 | -111843.6439 | -134212.3727 | -156581.1015 | -178949.8303 | -201318.559 | -223687.2878 | -246056.0166 | -268424.7454 | -290793.4742 | -313162.203 | -335530.9317 | -357899.6605 | -380268.3893 | -402637.1181 | -425005.8469 | -447374.5757 | -469743.3044 | -492112.0332 | -514480.762 | -536849.4908 | -559218.2196 | -581586.9484 | -603955.6771 | -626324.4059 | -648693.1347 | -671061.8635 | -693430.5923 | -715799.3211 | -738168.0498 | -760536.7786 | -782905.5074 | -805274.2362 | -827642.965 | -850011.6938 | -872380.4225 | -894749.1513 | -917117.8801 | -939486.6089 | -961855.3377 | -984224.0664 | -1006592.7952 | -1028961.524 | -1051330.2528 | -1073698.9816 | -1096067.7104 | -1118436.4391 | 0 | 0 | 0 | 0 | 0 | 0 | 0 | 0 | 0 | 0 | 0 | 0 | 0 | 0 | 0 | 0 | 0 | 0 | 0 | 0 | 0 | 0 | 0 | 0 | 0 | 0 | 0 | 0 | 0 | 0 | 0 | 0 | 0 | 0 | 0 | 0 | 0 | 0 | 0 | 0 | 0 | 0 | 0 | 0 | 0
|  |  | Net Plant (b.o.y.) | [6 empty] | 1118436.4391 | 1096067.7104 | 1073698.9816 | 1051330.2528 | 1028961.524 | 1006592.7952 | 984224.0664 | 961855.3377 | 939486.6089 | 917117.8801 | 894749.1513 | 872380.4225 | 850011.6938 | 827642.965 | 805274.2362 | 782905.5074 | 760536.7786 | 738168.0498 | 715799.3211 | 693430.5923 | 671061.8635 | 648693.1347 | 626324.4059 | 603955.6771 | 581586.9484 | 559218.2196 | 536849.4908 | 514480.762 | 492112.0332 | 469743.3044 | 447374.5757 | 425005.8469 | 402637.1181 | 380268.3893 | 357899.6605 | 335530.9317 | 313162.203 | 290793.4742 | 268424.7454 | 246056.0166 | 223687.2878 | 201318.559 | 178949.8303 | 156581.1015 | 134212.3727 | 111843.6439 | 89474.9151 | 67106.1863 | 44737.4576 | 22368.7288 | 0 | 0 | 0 | 0 | 0 | 0 | 0 | 0 | 0 | 0 | 0 | 0 | 0 | 0 | 0 | 0 | 0 | 0 | 0 | 0 | 0 | 0 | 0 | 0 | 0 | 0 | 0 | 0 | 0 | 0 | 0 | 0 | 0 | 0 | 0 | 0 | 0 | 0 | 0 | 0 | 0 | 0 | 0 | 0 | 0
|  |  | Net Plant (e.o.y.) | [5 empty] | 1118436.4391 | 1096067.7104 | 1073698.9816 | 1051330.2528 | 1028961.524 | 1006592.7952 | 984224.0664 | 961855.3377 | 939486.6089 | 917117.8801 | 894749.1513 | 872380.4225 | 850011.6938 | 827642.965 | 805274.2362 | 782905.5074 | 760536.7786 | 738168.0498 | 715799.3211 | 693430.5923 | 671061.8635 | 648693.1347 | 626324.4059 | 603955.6771 | 581586.9484 | 559218.2196 | 536849.4908 | 514480.762 | 492112.0332 | 469743.3044 | 447374.5757 | 425005.8469 | 402637.1181 | 380268.3893 | 357899.6605 | 335530.9317 | 313162.203 | 290793.4742 | 268424.7454 | 246056.0166 | 223687.2878 | 201318.559 | 178949.8303 | 156581.1015 | 134212.3727 | 111843.6439 | 89474.9151 | 67106.1863 | 44737.4576 | 22368.7288 | 0 | 0 | 0 | 0 | 0 | 0 | 0 | 0 | 0 | 0 | 0 | 0 | 0 | 0 | 0 | 0 | 0 | 0 | 0 | 0 | 0 | 0 | 0 | 0 | 0 | 0 | 0 | 0 | 0 | 0 | 0 | 0 | 0 | 0 | 0 | 0 | 0 | 0 | 0 | 0 | 0 | 0 | 0 | 0 | 0 | 0
|  |  | MACRS depreciation | [6 empty] | 41941.3665 | 80739.9265 | 74678.001 | 69085.8188 | 63896.2738 | 59109.3658 | 54669.1731 | 50575.6958 | 49904.6339 | 49893.4496 | 49904.6339 | 49893.4496 | 49904.6339 | 49893.4496 | 49904.6339 | 49893.4496 | 49904.6339 | 49893.4496 | 49904.6339 | 49893.4496 | 24952.317 | 0 | 0 | 0 | 0 | 0 | 0 | 0 | 0 | 0 | 0 | 0 | 0 | 0 | 0 | 0 | 0 | 0 | 0 | 0 | 0 | 0 | 0 | 0 | 0 | 0 | 0 | 0 | 0 | 0 | 0 | 0 | 0 | 0 | 0 | 0 | 0 | 0 | 0 | 0 | 0 | 0 | 0 | 0 | 0 | 0 | 0 | 0 | 0 | 0 | 0 | 0 | 0 | 0 | 0 | 0 | 0 | 0 | 0 | 0 | 0 | 0 | 0 | 0 | 0 | 0 | 0 | 0 | 0 | 0 | 0 | 0 | 0 | 0 | 0
|  |  | ADIT (b.o.y.) | [6 empty] | 0 | -5424.5565 | -21602.134 | -36099.6488 | -49047.2903 | -60556.6494 | -70739.317 | -79691.3851 | -87508.946 | -95140.5221 | -102768.9985 | -110400.5746 | -118029.0509 | -125660.6271 | -133289.1034 | -140920.6795 | -148549.1559 | -156180.732 | -163809.2084 | -171440.7845 | -179069.2608 | -179785.3023 | -173585.8091 | -167386.3159 | -161186.8227 | -154987.3296 | -148787.8364 | -142588.3432 | -136388.85 | -130189.3568 | -123989.8636 | -117790.3705 | -111590.8773 | -105391.3841 | -99191.8909 | -92992.3977 | -86792.9046 | -80593.4114 | -74393.9182 | -68194.425 | -61994.9318 | -55795.4386 | -49595.9455 | -43396.4523 | -37196.9591 | -30997.4659 | -24797.9727 | -18598.4795 | -12398.9864 | -6199.4932 | 1.4006e-10 | 1.4006e-10 | 1.4006e-10 | 1.4006e-10 | 1.4006e-10 | 1.4006e-10 | 1.4006e-10 | 1.4006e-10 | 1.4006e-10 | 1.4006e-10 | 1.4006e-10 | 1.4006e-10 | 1.4006e-10 | 1.4006e-10 | 1.4006e-10 | 1.4006e-10 | 1.4006e-10 | 1.4006e-10 | 1.4006e-10 | 1.4006e-10 | 1.4006e-10 | 1.4006e-10 | 1.4006e-10 | 1.4006e-10 | 1.4006e-10 | 1.4006e-10 | 1.4006e-10 | 1.4006e-10 | 1.4006e-10 | 1.4006e-10 | 1.4006e-10 | 1.4006e-10 | 1.4006e-10 | 1.4006e-10 | 1.4006e-10 | 1.4006e-10 | 1.4006e-10 | 1.4006e-10 | 1.4006e-10 | 1.4006e-10 | 1.4006e-10 | 1.4006e-10 | 1.4006e-10 | 1.4006e-10 | 1.4006e-10
|  |  | ADIT (e.o.y.) | [6 empty] | -5424.5565 | -21602.134 | -36099.6488 | -49047.2903 | -60556.6494 | -70739.317 | -79691.3851 | -87508.946 | -95140.5221 | -102768.9985 | -110400.5746 | -118029.0509 | -125660.6271 | -133289.1034 | -140920.6795 | -148549.1559 | -156180.732 | -163809.2084 | -171440.7845 | -179069.2608 | -179785.3023 | -173585.8091 | -167386.3159 | -161186.8227 | -154987.3296 | -148787.8364 | -142588.3432 | -136388.85 | -130189.3568 | -123989.8636 | -117790.3705 | -111590.8773 | -105391.3841 | -99191.8909 | -92992.3977 | -86792.9046 | -80593.4114 | -74393.9182 | -68194.425 | -61994.9318 | -55795.4386 | -49595.9455 | -43396.4523 | -37196.9591 | -30997.4659 | -24797.9727 | -18598.4795 | -12398.9864 | -6199.4932 | 1.4006e-10 | 1.4006e-10 | 1.4006e-10 | 1.4006e-10 | 1.4006e-10 | 1.4006e-10 | 1.4006e-10 | 1.4006e-10 | 1.4006e-10 | 1.4006e-10 | 1.4006e-10 | 1.4006e-10 | 1.4006e-10 | 1.4006e-10 | 1.4006e-10 | 1.4006e-10 | 1.4006e-10 | 1.4006e-10 | 1.4006e-10 | 1.4006e-10 | 1.4006e-10 | 1.4006e-10 | 1.4006e-10 | 1.4006e-10 | 1.4006e-10 | 1.4006e-10 | 1.4006e-10 | 1.4006e-10 | 1.4006e-10 | 1.4006e-10 | 1.4006e-10 | 1.4006e-10 | 1.4006e-10 | 1.4006e-10 | 1.4006e-10 | 1.4006e-10 | 1.4006e-10 | 1.4006e-10 | 1.4006e-10 | 1.4006e-10 | 1.4006e-10 | 1.4006e-10 | 1.4006e-10 | 1.4006e-10 | 1.4006e-10 | 1.4006e-10
|  |  | Net Rate Base | [6 empty] | 1104539.7965 | 1071370.0007 | 1033663.7258 | 997572.4188 | 962975.1898 | 929760.4477 | 897824.351 | 867070.8077 | 836977.5104 | 806978.7554 | 776980.0004 | 746981.2454 | 716982.4904 | 686983.7353 | 656984.9803 | 626986.2253 | 596987.4703 | 566988.7153 | 536989.9603 | 506991.2052 | 480450.2175 | 460823.2146 | 444653.979 | 428484.7434 | 412315.5078 | 396146.2722 | 379977.0366 | 363807.801 | 347638.5654 | 331469.3298 | 315300.0942 | 299130.8586 | 282961.623 | 266792.3874 | 250623.1518 | 234453.9162 | 218284.6806 | 202115.445 | 185946.2094 | 169776.9738 | 153607.7382 | 137438.5026 | 121269.267 | 105100.0314 | 88930.7958 | 72761.5602 | 56592.3246 | 40423.089 | 24253.8534 | 8084.6178 | 1.4006e-10 | 1.4006e-10 | 1.4006e-10 | 1.4006e-10 | 1.4006e-10 | 1.4006e-10 | 1.4006e-10 | 1.4006e-10 | 1.4006e-10 | 1.4006e-10 | 1.4006e-10 | 1.4006e-10 | 1.4006e-10 | 1.4006e-10 | 1.4006e-10 | 1.4006e-10 | 1.4006e-10 | 1.4006e-10 | 1.4006e-10 | 1.4006e-10 | 1.4006e-10 | 1.4006e-10 | 1.4006e-10 | 1.4006e-10 | 1.4006e-10 | 1.4006e-10 | 1.4006e-10 | 1.4006e-10 | 1.4006e-10 | 1.4006e-10 | 1.4006e-10 | 1.4006e-10 | 1.4006e-10 | 1.4006e-10 | 1.4006e-10 | 1.4006e-10 | 1.4006e-10 | 1.4006e-10 | 1.4006e-10 | 1.4006e-10 | 1.4006e-10 | 1.4006e-10 | 1.4006e-10 | 1.4006e-10 | 1.4006e-10
|  |  | Pre-Tax return on rate base | [6 empty] | 98635.4038 | 95673.3411 | 92306.1707 | 89083.217 | 85993.6844 | 83027.608 | 80175.7145 | 77429.4231 | 74742.0917 | 72063.2029 | 69384.314 | 66705.4252 | 64026.5364 | 61347.6476 | 58668.7587 | 55989.8699 | 53310.9811 | 50632.0923 | 47953.2035 | 45274.3146 | 42904.2044 | 41151.5131 | 39707.6003 | 38263.6876 | 36819.7748 | 35375.8621 | 33931.9494 | 32488.0366 | 31044.1239 | 29600.2112 | 28156.2984 | 26712.3857 | 25268.4729 | 23824.5602 | 22380.6475 | 20936.7347 | 19492.822 | 18048.9092 | 16604.9965 | 15161.0838 | 13717.171 | 12273.2583 | 10829.3455 | 9385.4328 | 7941.5201 | 6497.6073 | 5053.6946 | 3609.7818 | 2165.8691 | 721.9564 | 1.2508e-11 | 1.2508e-11 | 1.2508e-11 | 1.2508e-11 | 1.2508e-11 | 1.2508e-11 | 1.2508e-11 | 1.2508e-11 | 1.2508e-11 | 1.2508e-11 | 1.2508e-11 | 1.2508e-11 | 1.2508e-11 | 1.2508e-11 | 1.2508e-11 | 1.2508e-11 | 1.2508e-11 | 1.2508e-11 | 1.2508e-11 | 1.2508e-11 | 1.2508e-11 | 1.2508e-11 | 1.2508e-11 | 1.2508e-11 | 1.2508e-11 | 1.2508e-11 | 1.2508e-11 | 1.2508e-11 | 1.2508e-11 | 1.2508e-11 | 1.2508e-11 | 1.2508e-11 | 1.2508e-11 | 1.2508e-11 | 1.2508e-11 | 1.2508e-11 | 1.2508e-11 | 1.2508e-11 | 1.2508e-11 | 1.2508e-11 | 1.2508e-11 | 1.2508e-11 | 1.2508e-11 | 1.2508e-11 | 1.2508e-11
|  | Investment year in service | [7 empty] | 0 | 1 | 2 | 3 | 4 | 5 | 6 | 7 | 8 | 9 | 10 | 11 | 12 | 13 | 14 | 15 | 16 | 17 | 18 | 19 | 20 | 21 | 22 | 23 | 24 | 25 | 26 | 27 | 28 | 29 | 30 | 31 | 32 | 33 | 34 | 35 | 36 | 37 | 38 | 39 | 40 | 41 | 42 | 43 | 44 | 45 | 46 | 47 | 48 | 49 | 50 | 51 | 52 | 53 | 54 | 55 | 56 | 57 | 58 | 59 | 60 | 61 | 62 | 63 | 64 | 65 | 66 | 67 | 68 | 69 | 70 | 71 | 72 | 73 | 74 | 75 | 76 | 77 | 78 | 79 | 80 | 81 | 82 | 83 | 84 | 85 | 86 | 87 | 88 | 89 | 90 | 91 | 92 | 93 | 94
|  | 2033 | CAPEX Cost element | 2027 | 2028 | 2029 | 2030 | 2031 | 2032 | 2033 | 2034 | 2035 | 2036 | 2037 | 2038 | 2039 | 2040 | 2041 | 2042 | 2043 | 2044 | 2045 | 2046 | 2047 | 2048 | 2049 | 2050 | 2051 | 2052 | 2053 | 2054 | 2055 | 2056 | 2057 | 2058 | 2059 | 2060 | 2061 | 2062 | 2063 | 2064 | 2065 | 2066 | 2067 | 2068 | 2069 | 2070 | 2071 | 2072 | 2073 | 2074 | 2075 | 2076 | 2077 | 2078 | 2079 | 2080 | 2081 | 2082 | 2083 | 2084 | 2085 | 2086 | 2087 | 2088 | 2089 | 2090 | 2091 | 2092 | 2093 | 2094 | 2095 | 2096 | 2097 | 2098 | 2099 | 2100 | 2101 | 2102 | 2103 | 2104 | 2105 | 2106 | 2107 | 2108 | 2109 | 2110 | 2111 | 2112 | 2113 | 2114 | 2115 | 2116 | 2117 | 2118 | 2119 | 2120 | 2121 | 2122 | 2123 | 2124 | 2125 | 2126 | 2127
|  |  | Book depreciation | [7 empty] | 22860.8408 | 22860.8408 | 22860.8408 | 22860.8408 | 22860.8408 | 22860.8408 | 22860.8408 | 22860.8408 | 22860.8408 | 22860.8408 | 22860.8408 | 22860.8408 | 22860.8408 | 22860.8408 | 22860.8408 | 22860.8408 | 22860.8408 | 22860.8408 | 22860.8408 | 22860.8408 | 22860.8408 | 22860.8408 | 22860.8408 | 22860.8408 | 22860.8408 | 22860.8408 | 22860.8408 | 22860.8408 | 22860.8408 | 22860.8408 | 22860.8408 | 22860.8408 | 22860.8408 | 22860.8408 | 22860.8408 | 22860.8408 | 22860.8408 | 22860.8408 | 22860.8408 | 22860.8408 | 22860.8408 | 22860.8408 | 22860.8408 | 22860.8408 | 22860.8408 | 22860.8408 | 22860.8408 | 22860.8408 | 22860.8408 | 22860.8408 | 0 | 0 | 0 | 0 | 0 | 0 | 0 | 0 | 0 | 0 | 0 | 0 | 0 | 0 | 0 | 0 | 0 | 0 | 0 | 0 | 0 | 0 | 0 | 0 | 0 | 0 | 0 | 0 | 0 | 0 | 0 | 0 | 0 | 0 | 0 | 0 | 0 | 0 | 0 | 0 | 0 | 0 | 0 | 0
|  |  | Plant in Service | [6 empty] | 1143042.0408 | 1143042.0408 | 1143042.0408 | 1143042.0408 | 1143042.0408 | 1143042.0408 | 1143042.0408 | 1143042.0408 | 1143042.0408 | 1143042.0408 | 1143042.0408 | 1143042.0408 | 1143042.0408 | 1143042.0408 | 1143042.0408 | 1143042.0408 | 1143042.0408 | 1143042.0408 | 1143042.0408 | 1143042.0408 | 1143042.0408 | 1143042.0408 | 1143042.0408 | 1143042.0408 | 1143042.0408 | 1143042.0408 | 1143042.0408 | 1143042.0408 | 1143042.0408 | 1143042.0408 | 1143042.0408 | 1143042.0408 | 1143042.0408 | 1143042.0408 | 1143042.0408 | 1143042.0408 | 1143042.0408 | 1143042.0408 | 1143042.0408 | 1143042.0408 | 1143042.0408 | 1143042.0408 | 1143042.0408 | 1143042.0408 | 1143042.0408 | 1143042.0408 | 1143042.0408 | 1143042.0408 | 1143042.0408 | 1143042.0408 | 1143042.0408 | 0 | 0 | 0 | 0 | 0 | 0 | 0 | 0 | 0 | 0 | 0 | 0 | 0 | 0 | 0 | 0 | 0 | 0 | 0 | 0 | 0 | 0 | 0 | 0 | 0 | 0 | 0 | 0 | 0 | 0 | 0 | 0 | 0 | 0 | 0 | 0 | 0 | 0 | 0 | 0 | 0 | 0 | 0 | 0
|  |  | Accumulated Depreciation | [7 empty] | -22860.8408 | -45721.6816 | -68582.5224 | -91443.3633 | -114304.2041 | -137165.0449 | -160025.8857 | -182886.7265 | -205747.5673 | -228608.4082 | -251469.249 | -274330.0898 | -297190.9306 | -320051.7714 | -342912.6122 | -365773.4531 | -388634.2939 | -411495.1347 | -434355.9755 | -457216.8163 | -480077.6571 | -502938.498 | -525799.3388 | -548660.1796 | -571521.0204 | -594381.8612 | -617242.702 | -640103.5429 | -662964.3837 | -685825.2245 | -708686.0653 | -731546.9061 | -754407.7469 | -777268.5877 | -800129.4286 | -822990.2694 | -845851.1102 | -868711.951 | -891572.7918 | -914433.6326 | -937294.4735 | -960155.3143 | -983016.1551 | -1005876.9959 | -1028737.8367 | -1051598.6775 | -1074459.5184 | -1097320.3592 | -1120181.2 | -1143042.0408 | 0 | 0 | 0 | 0 | 0 | 0 | 0 | 0 | 0 | 0 | 0 | 0 | 0 | 0 | 0 | 0 | 0 | 0 | 0 | 0 | 0 | 0 | 0 | 0 | 0 | 0 | 0 | 0 | 0 | 0 | 0 | 0 | 0 | 0 | 0 | 0 | 0 | 0 | 0 | 0 | 0 | 0 | 0 | 0
|  |  | Net Plant (b.o.y.) | [7 empty] | 1143042.0408 | 1120181.2 | 1097320.3592 | 1074459.5184 | 1051598.6775 | 1028737.8367 | 1005876.9959 | 983016.1551 | 960155.3143 | 937294.4735 | 914433.6326 | 891572.7918 | 868711.951 | 845851.1102 | 822990.2694 | 800129.4286 | 777268.5877 | 754407.7469 | 731546.9061 | 708686.0653 | 685825.2245 | 662964.3837 | 640103.5429 | 617242.702 | 594381.8612 | 571521.0204 | 548660.1796 | 525799.3388 | 502938.498 | 480077.6571 | 457216.8163 | 434355.9755 | 411495.1347 | 388634.2939 | 365773.4531 | 342912.6122 | 320051.7714 | 297190.9306 | 274330.0898 | 251469.249 | 228608.4082 | 205747.5673 | 182886.7265 | 160025.8857 | 137165.0449 | 114304.2041 | 91443.3633 | 68582.5224 | 45721.6816 | 22860.8408 | 0 | 0 | 0 | 0 | 0 | 0 | 0 | 0 | 0 | 0 | 0 | 0 | 0 | 0 | 0 | 0 | 0 | 0 | 0 | 0 | 0 | 0 | 0 | 0 | 0 | 0 | 0 | 0 | 0 | 0 | 0 | 0 | 0 | 0 | 0 | 0 | 0 | 0 | 0 | 0 | 0 | 0 | 0 | 0
|  |  | Net Plant (e.o.y.) | [6 empty] | 1143042.0408 | 1120181.2 | 1097320.3592 | 1074459.5184 | 1051598.6775 | 1028737.8367 | 1005876.9959 | 983016.1551 | 960155.3143 | 937294.4735 | 914433.6326 | 891572.7918 | 868711.951 | 845851.1102 | 822990.2694 | 800129.4286 | 777268.5877 | 754407.7469 | 731546.9061 | 708686.0653 | 685825.2245 | 662964.3837 | 640103.5429 | 617242.702 | 594381.8612 | 571521.0204 | 548660.1796 | 525799.3388 | 502938.498 | 480077.6571 | 457216.8163 | 434355.9755 | 411495.1347 | 388634.2939 | 365773.4531 | 342912.6122 | 320051.7714 | 297190.9306 | 274330.0898 | 251469.249 | 228608.4082 | 205747.5673 | 182886.7265 | 160025.8857 | 137165.0449 | 114304.2041 | 91443.3633 | 68582.5224 | 45721.6816 | 22860.8408 | 0 | 0 | 0 | 0 | 0 | 0 | 0 | 0 | 0 | 0 | 0 | 0 | 0 | 0 | 0 | 0 | 0 | 0 | 0 | 0 | 0 | 0 | 0 | 0 | 0 | 0 | 0 | 0 | 0 | 0 | 0 | 0 | 0 | 0 | 0 | 0 | 0 | 0 | 0 | 0 | 0 | 0 | 0 | 0 | 0
|  |  | MACRS depreciation | [7 empty] | 42864.0765 | 82516.2049 | 76320.9171 | 70605.7069 | 65301.9918 | 60409.7719 | 55871.895 | 51688.3611 | 51002.5359 | 50991.1054 | 51002.5359 | 50991.1054 | 51002.5359 | 50991.1054 | 51002.5359 | 50991.1054 | 51002.5359 | 50991.1054 | 51002.5359 | 50991.1054 | 25501.2679 | 0 | 0 | 0 | 0 | 0 | 0 | 0 | 0 | 0 | 0 | 0 | 0 | 0 | 0 | 0 | 0 | 0 | 0 | 0 | 0 | 0 | 0 | 0 | 0 | 0 | 0 | 0 | 0 | 0 | 0 | 0 | 0 | 0 | 0 | 0 | 0 | 0 | 0 | 0 | 0 | 0 | 0 | 0 | 0 | 0 | 0 | 0 | 0 | 0 | 0 | 0 | 0 | 0 | 0 | 0 | 0 | 0 | 0 | 0 | 0 | 0 | 0 | 0 | 0 | 0 | 0 | 0 | 0 | 0 | 0 | 0 | 0 | 0
|  |  | ADIT (b.o.y.) | [7 empty] | 0 | -5543.8968 | -22077.3809 | -36893.8411 | -50126.3307 | -61888.8957 | -72295.5819 | -81444.5956 | -89434.1428 | -97233.6136 | -105029.9164 | -112829.3872 | -120625.6901 | -128425.1609 | -136221.4637 | -144020.9345 | -151817.2373 | -159616.7081 | -167413.0109 | -175212.4817 | -183008.7846 | -183740.5789 | -177404.6969 | -171068.8149 | -164732.9328 | -158397.0508 | -152061.1688 | -145725.2867 | -139389.4047 | -133053.5227 | -126717.6406 | -120381.7586 | -114045.8766 | -107709.9945 | -101374.1125 | -95038.2305 | -88702.3485 | -82366.4664 | -76030.5844 | -69694.7024 | -63358.8203 | -57022.9383 | -50687.0563 | -44351.1742 | -38015.2922 | -31679.4102 | -25343.5281 | -19007.6461 | -12671.7641 | -6335.882 | 5.8208e-11 | 5.8208e-11 | 5.8208e-11 | 5.8208e-11 | 5.8208e-11 | 5.8208e-11 | 5.8208e-11 | 5.8208e-11 | 5.8208e-11 | 5.8208e-11 | 5.8208e-11 | 5.8208e-11 | 5.8208e-11 | 5.8208e-11 | 5.8208e-11 | 5.8208e-11 | 5.8208e-11 | 5.8208e-11 | 5.8208e-11 | 5.8208e-11 | 5.8208e-11 | 5.8208e-11 | 5.8208e-11 | 5.8208e-11 | 5.8208e-11 | 5.8208e-11 | 5.8208e-11 | 5.8208e-11 | 5.8208e-11 | 5.8208e-11 | 5.8208e-11 | 5.8208e-11 | 5.8208e-11 | 5.8208e-11 | 5.8208e-11 | 5.8208e-11 | 5.8208e-11 | 5.8208e-11 | 5.8208e-11 | 5.8208e-11 | 5.8208e-11 | 5.8208e-11 | 5.8208e-11 | 5.8208e-11
|  |  | ADIT (e.o.y.) | [7 empty] | -5543.8968 | -22077.3809 | -36893.8411 | -50126.3307 | -61888.8957 | -72295.5819 | -81444.5956 | -89434.1428 | -97233.6136 | -105029.9164 | -112829.3872 | -120625.6901 | -128425.1609 | -136221.4637 | -144020.9345 | -151817.2373 | -159616.7081 | -167413.0109 | -175212.4817 | -183008.7846 | -183740.5789 | -177404.6969 | -171068.8149 | -164732.9328 | -158397.0508 | -152061.1688 | -145725.2867 | -139389.4047 | -133053.5227 | -126717.6406 | -120381.7586 | -114045.8766 | -107709.9945 | -101374.1125 | -95038.2305 | -88702.3485 | -82366.4664 | -76030.5844 | -69694.7024 | -63358.8203 | -57022.9383 | -50687.0563 | -44351.1742 | -38015.2922 | -31679.4102 | -25343.5281 | -19007.6461 | -12671.7641 | -6335.882 | 5.8208e-11 | 5.8208e-11 | 5.8208e-11 | 5.8208e-11 | 5.8208e-11 | 5.8208e-11 | 5.8208e-11 | 5.8208e-11 | 5.8208e-11 | 5.8208e-11 | 5.8208e-11 | 5.8208e-11 | 5.8208e-11 | 5.8208e-11 | 5.8208e-11 | 5.8208e-11 | 5.8208e-11 | 5.8208e-11 | 5.8208e-11 | 5.8208e-11 | 5.8208e-11 | 5.8208e-11 | 5.8208e-11 | 5.8208e-11 | 5.8208e-11 | 5.8208e-11 | 5.8208e-11 | 5.8208e-11 | 5.8208e-11 | 5.8208e-11 | 5.8208e-11 | 5.8208e-11 | 5.8208e-11 | 5.8208e-11 | 5.8208e-11 | 5.8208e-11 | 5.8208e-11 | 5.8208e-11 | 5.8208e-11 | 5.8208e-11 | 5.8208e-11 | 5.8208e-11 | 5.8208e-11 | 5.8208e-11 | 5.8208e-11
|  |  | Net Rate Base | [7 empty] | 1128839.672 | 1094940.1407 | 1056404.3278 | 1019519.0121 | 984160.6439 | 950215.1775 | 917576.4867 | 886146.3655 | 855391.0157 | 824732.288 | 794073.5604 | 763414.8328 | 732756.1051 | 702097.3775 | 671438.6499 | 640779.9223 | 610121.1946 | 579462.467 | 548803.7394 | 518145.0118 | 491020.1223 | 470961.3253 | 454436.3666 | 437911.4078 | 421386.449 | 404861.4902 | 388336.5314 | 371811.5726 | 355286.6139 | 338761.6551 | 322236.6963 | 305711.7375 | 289186.7787 | 272661.8199 | 256136.8612 | 239611.9024 | 223086.9436 | 206561.9848 | 190037.026 | 173512.0672 | 156987.1084 | 140462.1497 | 123937.1909 | 107412.2321 | 90887.2733 | 74362.3145 | 57837.3557 | 41312.397 | 24787.4382 | 8262.4794 | 5.8208e-11 | 5.8208e-11 | 5.8208e-11 | 5.8208e-11 | 5.8208e-11 | 5.8208e-11 | 5.8208e-11 | 5.8208e-11 | 5.8208e-11 | 5.8208e-11 | 5.8208e-11 | 5.8208e-11 | 5.8208e-11 | 5.8208e-11 | 5.8208e-11 | 5.8208e-11 | 5.8208e-11 | 5.8208e-11 | 5.8208e-11 | 5.8208e-11 | 5.8208e-11 | 5.8208e-11 | 5.8208e-11 | 5.8208e-11 | 5.8208e-11 | 5.8208e-11 | 5.8208e-11 | 5.8208e-11 | 5.8208e-11 | 5.8208e-11 | 5.8208e-11 | 5.8208e-11 | 5.8208e-11 | 5.8208e-11 | 5.8208e-11 | 5.8208e-11 | 5.8208e-11 | 5.8208e-11 | 5.8208e-11 | 5.8208e-11 | 5.8208e-11 | 5.8208e-11 | 5.8208e-11 | 5.8208e-11
|  |  | Pre-Tax return on rate base | [7 empty] | 100805.3827 | 97778.1546 | 94336.9065 | 91043.0478 | 87885.5455 | 84854.2154 | 81939.5803 | 79132.8704 | 76386.4177 | 73648.5933 | 70910.7689 | 68172.9446 | 65435.1202 | 62697.2958 | 59959.4714 | 57221.6471 | 54483.8227 | 51745.9983 | 49008.1739 | 46270.3495 | 43848.0969 | 42056.8464 | 40581.1675 | 39105.4887 | 37629.8099 | 36154.1311 | 34678.4523 | 33202.7734 | 31727.0946 | 30251.4158 | 28775.737 | 27300.0582 | 25824.3793 | 24348.7005 | 22873.0217 | 21397.3429 | 19921.6641 | 18445.9852 | 16970.3064 | 15494.6276 | 14018.9488 | 12543.27 | 11067.5911 | 9591.9123 | 8116.2335 | 6640.5547 | 5164.8759 | 3689.197 | 2213.5182 | 737.8394 | 5.1979e-12 | 5.1979e-12 | 5.1979e-12 | 5.1979e-12 | 5.1979e-12 | 5.1979e-12 | 5.1979e-12 | 5.1979e-12 | 5.1979e-12 | 5.1979e-12 | 5.1979e-12 | 5.1979e-12 | 5.1979e-12 | 5.1979e-12 | 5.1979e-12 | 5.1979e-12 | 5.1979e-12 | 5.1979e-12 | 5.1979e-12 | 5.1979e-12 | 5.1979e-12 | 5.1979e-12 | 5.1979e-12 | 5.1979e-12 | 5.1979e-12 | 5.1979e-12 | 5.1979e-12 | 5.1979e-12 | 5.1979e-12 | 5.1979e-12 | 5.1979e-12 | 5.1979e-12 | 5.1979e-12 | 5.1979e-12 | 5.1979e-12 | 5.1979e-12 | 5.1979e-12 | 5.1979e-12 | 5.1979e-12 | 5.1979e-12 | 5.1979e-12 | 5.1979e-12 | 5.1979e-12 | 5.1979e-12
|  | Investment year in service | [8 empty] | 0 | 1 | 2 | 3 | 4 | 5 | 6 | 7 | 8 | 9 | 10 | 11 | 12 | 13 | 14 | 15 | 16 | 17 | 18 | 19 | 20 | 21 | 22 | 23 | 24 | 25 | 26 | 27 | 28 | 29 | 30 | 31 | 32 | 33 | 34 | 35 | 36 | 37 | 38 | 39 | 40 | 41 | 42 | 43 | 44 | 45 | 46 | 47 | 48 | 49 | 50 | 51 | 52 | 53 | 54 | 55 | 56 | 57 | 58 | 59 | 60 | 61 | 62 | 63 | 64 | 65 | 66 | 67 | 68 | 69 | 70 | 71 | 72 | 73 | 74 | 75 | 76 | 77 | 78 | 79 | 80 | 81 | 82 | 83 | 84 | 85 | 86 | 87 | 88 | 89 | 90 | 91 | 92 | 93
|  | 2034 | CAPEX Cost element | 2027 | 2028 | 2029 | 2030 | 2031 | 2032 | 2033 | 2034 | 2035 | 2036 | 2037 | 2038 | 2039 | 2040 | 2041 | 2042 | 2043 | 2044 | 2045 | 2046 | 2047 | 2048 | 2049 | 2050 | 2051 | 2052 | 2053 | 2054 | 2055 | 2056 | 2057 | 2058 | 2059 | 2060 | 2061 | 2062 | 2063 | 2064 | 2065 | 2066 | 2067 | 2068 | 2069 | 2070 | 2071 | 2072 | 2073 | 2074 | 2075 | 2076 | 2077 | 2078 | 2079 | 2080 | 2081 | 2082 | 2083 | 2084 | 2085 | 2086 | 2087 | 2088 | 2089 | 2090 | 2091 | 2092 | 2093 | 2094 | 2095 | 2096 | 2097 | 2098 | 2099 | 2100 | 2101 | 2102 | 2103 | 2104 | 2105 | 2106 | 2107 | 2108 | 2109 | 2110 | 2111 | 2112 | 2113 | 2114 | 2115 | 2116 | 2117 | 2118 | 2119 | 2120 | 2121 | 2122 | 2123 | 2124 | 2125 | 2126 | 2127
|  |  | Book depreciation | [8 empty] | 23363.7793 | 23363.7793 | 23363.7793 | 23363.7793 | 23363.7793 | 23363.7793 | 23363.7793 | 23363.7793 | 23363.7793 | 23363.7793 | 23363.7793 | 23363.7793 | 23363.7793 | 23363.7793 | 23363.7793 | 23363.7793 | 23363.7793 | 23363.7793 | 23363.7793 | 23363.7793 | 23363.7793 | 23363.7793 | 23363.7793 | 23363.7793 | 23363.7793 | 23363.7793 | 23363.7793 | 23363.7793 | 23363.7793 | 23363.7793 | 23363.7793 | 23363.7793 | 23363.7793 | 23363.7793 | 23363.7793 | 23363.7793 | 23363.7793 | 23363.7793 | 23363.7793 | 23363.7793 | 23363.7793 | 23363.7793 | 23363.7793 | 23363.7793 | 23363.7793 | 23363.7793 | 23363.7793 | 23363.7793 | 23363.7793 | 23363.7793 | 0 | 0 | 0 | 0 | 0 | 0 | 0 | 0 | 0 | 0 | 0 | 0 | 0 | 0 | 0 | 0 | 0 | 0 | 0 | 0 | 0 | 0 | 0 | 0 | 0 | 0 | 0 | 0 | 0 | 0 | 0 | 0 | 0 | 0 | 0 | 0 | 0 | 0 | 0 | 0 | 0 | 0 | 0
|  |  | Plant in Service | [7 empty] | 1168188.9657 | 1168188.9657 | 1168188.9657 | 1168188.9657 | 1168188.9657 | 1168188.9657 | 1168188.9657 | 1168188.9657 | 1168188.9657 | 1168188.9657 | 1168188.9657 | 1168188.9657 | 1168188.9657 | 1168188.9657 | 1168188.9657 | 1168188.9657 | 1168188.9657 | 1168188.9657 | 1168188.9657 | 1168188.9657 | 1168188.9657 | 1168188.9657 | 1168188.9657 | 1168188.9657 | 1168188.9657 | 1168188.9657 | 1168188.9657 | 1168188.9657 | 1168188.9657 | 1168188.9657 | 1168188.9657 | 1168188.9657 | 1168188.9657 | 1168188.9657 | 1168188.9657 | 1168188.9657 | 1168188.9657 | 1168188.9657 | 1168188.9657 | 1168188.9657 | 1168188.9657 | 1168188.9657 | 1168188.9657 | 1168188.9657 | 1168188.9657 | 1168188.9657 | 1168188.9657 | 1168188.9657 | 1168188.9657 | 1168188.9657 | 1168188.9657 | 0 | 0 | 0 | 0 | 0 | 0 | 0 | 0 | 0 | 0 | 0 | 0 | 0 | 0 | 0 | 0 | 0 | 0 | 0 | 0 | 0 | 0 | 0 | 0 | 0 | 0 | 0 | 0 | 0 | 0 | 0 | 0 | 0 | 0 | 0 | 0 | 0 | 0 | 0 | 0 | 0 | 0 | 0
|  |  | Accumulated Depreciation | [8 empty] | -23363.7793 | -46727.5586 | -70091.3379 | -93455.1173 | -116818.8966 | -140182.6759 | -163546.4552 | -186910.2345 | -210274.0138 | -233637.7931 | -257001.5725 | -280365.3518 | -303729.1311 | -327092.9104 | -350456.6897 | -373820.469 | -397184.2483 | -420548.0277 | -443911.807 | -467275.5863 | -490639.3656 | -514003.1449 | -537366.9242 | -560730.7035 | -584094.4829 | -607458.2622 | -630822.0415 | -654185.8208 | -677549.6001 | -700913.3794 | -724277.1587 | -747640.9381 | -771004.7174 | -794368.4967 | -817732.276 | -841096.0553 | -864459.8346 | -887823.6139 | -911187.3932 | -934551.1726 | -957914.9519 | -981278.7312 | -1004642.5105 | -1028006.2898 | -1051370.0691 | -1074733.8484 | -1098097.6278 | -1121461.4071 | -1144825.1864 | -1168188.9657 | 0 | 0 | 0 | 0 | 0 | 0 | 0 | 0 | 0 | 0 | 0 | 0 | 0 | 0 | 0 | 0 | 0 | 0 | 0 | 0 | 0 | 0 | 0 | 0 | 0 | 0 | 0 | 0 | 0 | 0 | 0 | 0 | 0 | 0 | 0 | 0 | 0 | 0 | 0 | 0 | 0 | 0 | 0
|  |  | Net Plant (b.o.y.) | [8 empty] | 1168188.9657 | 1144825.1864 | 1121461.4071 | 1098097.6278 | 1074733.8484 | 1051370.0691 | 1028006.2898 | 1004642.5105 | 981278.7312 | 957914.9519 | 934551.1726 | 911187.3932 | 887823.6139 | 864459.8346 | 841096.0553 | 817732.276 | 794368.4967 | 771004.7174 | 747640.9381 | 724277.1587 | 700913.3794 | 677549.6001 | 654185.8208 | 630822.0415 | 607458.2622 | 584094.4829 | 560730.7035 | 537366.9242 | 514003.1449 | 490639.3656 | 467275.5863 | 443911.807 | 420548.0277 | 397184.2483 | 373820.469 | 350456.6897 | 327092.9104 | 303729.1311 | 280365.3518 | 257001.5725 | 233637.7931 | 210274.0138 | 186910.2345 | 163546.4552 | 140182.6759 | 116818.8966 | 93455.1173 | 70091.3379 | 46727.5586 | 23363.7793 | 0 | 0 | 0 | 0 | 0 | 0 | 0 | 0 | 0 | 0 | 0 | 0 | 0 | 0 | 0 | 0 | 0 | 0 | 0 | 0 | 0 | 0 | 0 | 0 | 0 | 0 | 0 | 0 | 0 | 0 | 0 | 0 | 0 | 0 | 0 | 0 | 0 | 0 | 0 | 0 | 0 | 0 | 0
|  |  | Net Plant (e.o.y.) | [7 empty] | 1168188.9657 | 1144825.1864 | 1121461.4071 | 1098097.6278 | 1074733.8484 | 1051370.0691 | 1028006.2898 | 1004642.5105 | 981278.7312 | 957914.9519 | 934551.1726 | 911187.3932 | 887823.6139 | 864459.8346 | 841096.0553 | 817732.276 | 794368.4967 | 771004.7174 | 747640.9381 | 724277.1587 | 700913.3794 | 677549.6001 | 654185.8208 | 630822.0415 | 607458.2622 | 584094.4829 | 560730.7035 | 537366.9242 | 514003.1449 | 490639.3656 | 467275.5863 | 443911.807 | 420548.0277 | 397184.2483 | 373820.469 | 350456.6897 | 327092.9104 | 303729.1311 | 280365.3518 | 257001.5725 | 233637.7931 | 210274.0138 | 186910.2345 | 163546.4552 | 140182.6759 | 116818.8966 | 93455.1173 | 70091.3379 | 46727.5586 | 23363.7793 | 0 | 0 | 0 | 0 | 0 | 0 | 0 | 0 | 0 | 0 | 0 | 0 | 0 | 0 | 0 | 0 | 0 | 0 | 0 | 0 | 0 | 0 | 0 | 0 | 0 | 0 | 0 | 0 | 0 | 0 | 0 | 0 | 0 | 0 | 0 | 0 | 0 | 0 | 0 | 0 | 0 | 0 | 0 | 0
|  |  | MACRS depreciation | [8 empty] | 43807.0862 | 84331.5614 | 77999.9772 | 72159.0324 | 66738.6356 | 61738.7868 | 57101.0766 | 52825.505 | 52124.5916 | 52112.9098 | 52124.5916 | 52112.9098 | 52124.5916 | 52112.9098 | 52124.5916 | 52112.9098 | 52124.5916 | 52112.9098 | 52124.5916 | 52112.9098 | 26062.2958 | 0 | 0 | 0 | 0 | 0 | 0 | 0 | 0 | 0 | 0 | 0 | 0 | 0 | 0 | 0 | 0 | 0 | 0 | 0 | 0 | 0 | 0 | 0 | 0 | 0 | 0 | 0 | 0 | 0 | 0 | 0 | 0 | 0 | 0 | 0 | 0 | 0 | 0 | 0 | 0 | 0 | 0 | 0 | 0 | 0 | 0 | 0 | 0 | 0 | 0 | 0 | 0 | 0 | 0 | 0 | 0 | 0 | 0 | 0 | 0 | 0 | 0 | 0 | 0 | 0 | 0 | 0 | 0 | 0 | 0 | 0 | 0
|  |  | ADIT (b.o.y.) | [8 empty] | 0 | -5665.8625 | -22563.0833 | -37705.5056 | -51229.11 | -63250.4514 | -73886.0847 | -83236.3767 | -91401.694 | -99372.7531 | -107340.5746 | -115311.6337 | -123279.4553 | -131250.5144 | -139218.3359 | -147189.395 | -155157.2165 | -163128.2757 | -171096.0972 | -179067.1563 | -187034.9778 | -187782.8717 | -181307.6002 | -174832.3288 | -168357.0574 | -161881.7859 | -155406.5145 | -148931.243 | -142455.9716 | -135980.7002 | -129505.4287 | -123030.1573 | -116554.8859 | -110079.6144 | -103604.343 | -97129.0716 | -90653.8001 | -84178.5287 | -77703.2572 | -71227.9858 | -64752.7144 | -58277.4429 | -51802.1715 | -45326.9001 | -38851.6286 | -32376.3572 | -25901.0857 | -19425.8143 | -12950.5429 | -6475.2714 | -5.8208e-11 | -5.8208e-11 | -5.8208e-11 | -5.8208e-11 | -5.8208e-11 | -5.8208e-11 | -5.8208e-11 | -5.8208e-11 | -5.8208e-11 | -5.8208e-11 | -5.8208e-11 | -5.8208e-11 | -5.8208e-11 | -5.8208e-11 | -5.8208e-11 | -5.8208e-11 | -5.8208e-11 | -5.8208e-11 | -5.8208e-11 | -5.8208e-11 | -5.8208e-11 | -5.8208e-11 | -5.8208e-11 | -5.8208e-11 | -5.8208e-11 | -5.8208e-11 | -5.8208e-11 | -5.8208e-11 | -5.8208e-11 | -5.8208e-11 | -5.8208e-11 | -5.8208e-11 | -5.8208e-11 | -5.8208e-11 | -5.8208e-11 | -5.8208e-11 | -5.8208e-11 | -5.8208e-11 | -5.8208e-11 | -5.8208e-11 | -5.8208e-11 | -5.8208e-11 | -5.8208e-11
|  |  | ADIT (e.o.y.) | [8 empty] | -5665.8625 | -22563.0833 | -37705.5056 | -51229.11 | -63250.4514 | -73886.0847 | -83236.3767 | -91401.694 | -99372.7531 | -107340.5746 | -115311.6337 | -123279.4553 | -131250.5144 | -139218.3359 | -147189.395 | -155157.2165 | -163128.2757 | -171096.0972 | -179067.1563 | -187034.9778 | -187782.8717 | -181307.6002 | -174832.3288 | -168357.0574 | -161881.7859 | -155406.5145 | -148931.243 | -142455.9716 | -135980.7002 | -129505.4287 | -123030.1573 | -116554.8859 | -110079.6144 | -103604.343 | -97129.0716 | -90653.8001 | -84178.5287 | -77703.2572 | -71227.9858 | -64752.7144 | -58277.4429 | -51802.1715 | -45326.9001 | -38851.6286 | -32376.3572 | -25901.0857 | -19425.8143 | -12950.5429 | -6475.2714 | -5.8208e-11 | -5.8208e-11 | -5.8208e-11 | -5.8208e-11 | -5.8208e-11 | -5.8208e-11 | -5.8208e-11 | -5.8208e-11 | -5.8208e-11 | -5.8208e-11 | -5.8208e-11 | -5.8208e-11 | -5.8208e-11 | -5.8208e-11 | -5.8208e-11 | -5.8208e-11 | -5.8208e-11 | -5.8208e-11 | -5.8208e-11 | -5.8208e-11 | -5.8208e-11 | -5.8208e-11 | -5.8208e-11 | -5.8208e-11 | -5.8208e-11 | -5.8208e-11 | -5.8208e-11 | -5.8208e-11 | -5.8208e-11 | -5.8208e-11 | -5.8208e-11 | -5.8208e-11 | -5.8208e-11 | -5.8208e-11 | -5.8208e-11 | -5.8208e-11 | -5.8208e-11 | -5.8208e-11 | -5.8208e-11 | -5.8208e-11 | -5.8208e-11 | -5.8208e-11 | -5.8208e-11 | -5.8208e-11
|  |  | Net Rate Base | [8 empty] | 1153674.1448 | 1119028.8238 | 1079645.223 | 1041948.4303 | 1005812.1781 | 971119.9114 | 937763.1695 | 905641.5855 | 874209.618 | 842876.3984 | 811543.1787 | 780209.9591 | 748876.7395 | 717543.5198 | 686210.3002 | 654877.0806 | 623543.8609 | 592210.6413 | 560877.4216 | 529544.202 | 501822.565 | 481322.4745 | 464433.9666 | 447545.4587 | 430656.9509 | 413768.443 | 396879.9351 | 379991.4272 | 363102.9194 | 346214.4115 | 329325.9036 | 312437.3957 | 295548.8879 | 278660.38 | 261771.8721 | 244883.3642 | 227994.8563 | 211106.3485 | 194217.8406 | 177329.3327 | 160440.8248 | 143552.317 | 126663.8091 | 109775.3012 | 92886.7933 | 75998.2854 | 59109.7776 | 42221.2697 | 25332.7618 | 8444.2539 | -5.8208e-11 | -5.8208e-11 | -5.8208e-11 | -5.8208e-11 | -5.8208e-11 | -5.8208e-11 | -5.8208e-11 | -5.8208e-11 | -5.8208e-11 | -5.8208e-11 | -5.8208e-11 | -5.8208e-11 | -5.8208e-11 | -5.8208e-11 | -5.8208e-11 | -5.8208e-11 | -5.8208e-11 | -5.8208e-11 | -5.8208e-11 | -5.8208e-11 | -5.8208e-11 | -5.8208e-11 | -5.8208e-11 | -5.8208e-11 | -5.8208e-11 | -5.8208e-11 | -5.8208e-11 | -5.8208e-11 | -5.8208e-11 | -5.8208e-11 | -5.8208e-11 | -5.8208e-11 | -5.8208e-11 | -5.8208e-11 | -5.8208e-11 | -5.8208e-11 | -5.8208e-11 | -5.8208e-11 | -5.8208e-11 | -5.8208e-11 | -5.8208e-11 | -5.8208e-11 | -5.8208e-11
|  |  | Pre-Tax return on rate base | [8 empty] | 103023.1011 | 99929.274 | 96412.3184 | 93045.9948 | 89819.0275 | 86721.0081 | 83742.251 | 80873.7936 | 78066.9189 | 75268.8624 | 72470.8059 | 69672.7493 | 66874.6928 | 64076.6363 | 61278.5798 | 58480.5233 | 55682.4668 | 52884.4103 | 50086.3538 | 47288.2972 | 44812.7551 | 42982.097 | 41473.9532 | 39965.8095 | 38457.6657 | 36949.522 | 35441.3782 | 33933.2345 | 32425.0907 | 30916.9469 | 29408.8032 | 27900.6594 | 26392.5157 | 24884.3719 | 23376.2282 | 21868.0844 | 20359.9407 | 18851.7969 | 17343.6532 | 15835.5094 | 14327.3657 | 12819.2219 | 11311.0782 | 9802.9344 | 8294.7906 | 6786.6469 | 5278.5031 | 3770.3594 | 2262.2156 | 754.0719 | -5.1979e-12 | -5.1979e-12 | -5.1979e-12 | -5.1979e-12 | -5.1979e-12 | -5.1979e-12 | -5.1979e-12 | -5.1979e-12 | -5.1979e-12 | -5.1979e-12 | -5.1979e-12 | -5.1979e-12 | -5.1979e-12 | -5.1979e-12 | -5.1979e-12 | -5.1979e-12 | -5.1979e-12 | -5.1979e-12 | -5.1979e-12 | -5.1979e-12 | -5.1979e-12 | -5.1979e-12 | -5.1979e-12 | -5.1979e-12 | -5.1979e-12 | -5.1979e-12 | -5.1979e-12 | -5.1979e-12 | -5.1979e-12 | -5.1979e-12 | -5.1979e-12 | -5.1979e-12 | -5.1979e-12 | -5.1979e-12 | -5.1979e-12 | -5.1979e-12 | -5.1979e-12 | -5.1979e-12 | -5.1979e-12 | -5.1979e-12 | -5.1979e-12 | -5.1979e-12 | -5.1979e-12
|  | Investment year in service | [9 empty] | 0 | 1 | 2 | 3 | 4 | 5 | 6 | 7 | 8 | 9 | 10 | 11 | 12 | 13 | 14 | 15 | 16 | 17 | 18 | 19 | 20 | 21 | 22 | 23 | 24 | 25 | 26 | 27 | 28 | 29 | 30 | 31 | 32 | 33 | 34 | 35 | 36 | 37 | 38 | 39 | 40 | 41 | 42 | 43 | 44 | 45 | 46 | 47 | 48 | 49 | 50 | 51 | 52 | 53 | 54 | 55 | 56 | 57 | 58 | 59 | 60 | 61 | 62 | 63 | 64 | 65 | 66 | 67 | 68 | 69 | 70 | 71 | 72 | 73 | 74 | 75 | 76 | 77 | 78 | 79 | 80 | 81 | 82 | 83 | 84 | 85 | 86 | 87 | 88 | 89 | 90 | 91 | 92
|  | 2035 | CAPEX Cost element | 2027 | 2028 | 2029 | 2030 | 2031 | 2032 | 2033 | 2034 | 2035 | 2036 | 2037 | 2038 | 2039 | 2040 | 2041 | 2042 | 2043 | 2044 | 2045 | 2046 | 2047 | 2048 | 2049 | 2050 | 2051 | 2052 | 2053 | 2054 | 2055 | 2056 | 2057 | 2058 | 2059 | 2060 | 2061 | 2062 | 2063 | 2064 | 2065 | 2066 | 2067 | 2068 | 2069 | 2070 | 2071 | 2072 | 2073 | 2074 | 2075 | 2076 | 2077 | 2078 | 2079 | 2080 | 2081 | 2082 | 2083 | 2084 | 2085 | 2086 | 2087 | 2088 | 2089 | 2090 | 2091 | 2092 | 2093 | 2094 | 2095 | 2096 | 2097 | 2098 | 2099 | 2100 | 2101 | 2102 | 2103 | 2104 | 2105 | 2106 | 2107 | 2108 | 2109 | 2110 | 2111 | 2112 | 2113 | 2114 | 2115 | 2116 | 2117 | 2118 | 2119 | 2120 | 2121 | 2122 | 2123 | 2124 | 2125 | 2126 | 2127
|  |  | Book depreciation | [9 empty] | 23877.7825 | 23877.7825 | 23877.7825 | 23877.7825 | 23877.7825 | 23877.7825 | 23877.7825 | 23877.7825 | 23877.7825 | 23877.7825 | 23877.7825 | 23877.7825 | 23877.7825 | 23877.7825 | 23877.7825 | 23877.7825 | 23877.7825 | 23877.7825 | 23877.7825 | 23877.7825 | 23877.7825 | 23877.7825 | 23877.7825 | 23877.7825 | 23877.7825 | 23877.7825 | 23877.7825 | 23877.7825 | 23877.7825 | 23877.7825 | 23877.7825 | 23877.7825 | 23877.7825 | 23877.7825 | 23877.7825 | 23877.7825 | 23877.7825 | 23877.7825 | 23877.7825 | 23877.7825 | 23877.7825 | 23877.7825 | 23877.7825 | 23877.7825 | 23877.7825 | 23877.7825 | 23877.7825 | 23877.7825 | 23877.7825 | 23877.7825 | 0 | 0 | 0 | 0 | 0 | 0 | 0 | 0 | 0 | 0 | 0 | 0 | 0 | 0 | 0 | 0 | 0 | 0 | 0 | 0 | 0 | 0 | 0 | 0 | 0 | 0 | 0 | 0 | 0 | 0 | 0 | 0 | 0 | 0 | 0 | 0 | 0 | 0 | 0 | 0 | 0 | 0
|  |  | Plant in Service | [8 empty] | 1193889.1229 | 1193889.1229 | 1193889.1229 | 1193889.1229 | 1193889.1229 | 1193889.1229 | 1193889.1229 | 1193889.1229 | 1193889.1229 | 1193889.1229 | 1193889.1229 | 1193889.1229 | 1193889.1229 | 1193889.1229 | 1193889.1229 | 1193889.1229 | 1193889.1229 | 1193889.1229 | 1193889.1229 | 1193889.1229 | 1193889.1229 | 1193889.1229 | 1193889.1229 | 1193889.1229 | 1193889.1229 | 1193889.1229 | 1193889.1229 | 1193889.1229 | 1193889.1229 | 1193889.1229 | 1193889.1229 | 1193889.1229 | 1193889.1229 | 1193889.1229 | 1193889.1229 | 1193889.1229 | 1193889.1229 | 1193889.1229 | 1193889.1229 | 1193889.1229 | 1193889.1229 | 1193889.1229 | 1193889.1229 | 1193889.1229 | 1193889.1229 | 1193889.1229 | 1193889.1229 | 1193889.1229 | 1193889.1229 | 1193889.1229 | 1193889.1229 | 0 | 0 | 0 | 0 | 0 | 0 | 0 | 0 | 0 | 0 | 0 | 0 | 0 | 0 | 0 | 0 | 0 | 0 | 0 | 0 | 0 | 0 | 0 | 0 | 0 | 0 | 0 | 0 | 0 | 0 | 0 | 0 | 0 | 0 | 0 | 0 | 0 | 0 | 0 | 0 | 0 | 0
|  |  | Accumulated Depreciation | [9 empty] | -23877.7825 | -47755.5649 | -71633.3474 | -95511.1298 | -119388.9123 | -143266.6948 | -167144.4772 | -191022.2597 | -214900.0421 | -238777.8246 | -262655.607 | -286533.3895 | -310411.172 | -334288.9544 | -358166.7369 | -382044.5193 | -405922.3018 | -429800.0843 | -453677.8667 | -477555.6492 | -501433.4316 | -525311.2141 | -549188.9966 | -573066.779 | -596944.5615 | -620822.3439 | -644700.1264 | -668577.9089 | -692455.6913 | -716333.4738 | -740211.2562 | -764089.0387 | -787966.8211 | -811844.6036 | -835722.3861 | -859600.1685 | -883477.951 | -907355.7334 | -931233.5159 | -955111.2984 | -978989.0808 | -1002866.8633 | -1026744.6457 | -1050622.4282 | -1074500.2107 | -1098377.9931 | -1122255.7756 | -1146133.558 | -1170011.3405 | -1193889.1229 | 0 | 0 | 0 | 0 | 0 | 0 | 0 | 0 | 0 | 0 | 0 | 0 | 0 | 0 | 0 | 0 | 0 | 0 | 0 | 0 | 0 | 0 | 0 | 0 | 0 | 0 | 0 | 0 | 0 | 0 | 0 | 0 | 0 | 0 | 0 | 0 | 0 | 0 | 0 | 0 | 0 | 0
|  |  | Net Plant (b.o.y.) | [9 empty] | 1193889.1229 | 1170011.3405 | 1146133.558 | 1122255.7756 | 1098377.9931 | 1074500.2107 | 1050622.4282 | 1026744.6457 | 1002866.8633 | 978989.0808 | 955111.2984 | 931233.5159 | 907355.7334 | 883477.951 | 859600.1685 | 835722.3861 | 811844.6036 | 787966.8211 | 764089.0387 | 740211.2562 | 716333.4738 | 692455.6913 | 668577.9089 | 644700.1264 | 620822.3439 | 596944.5615 | 573066.779 | 549188.9966 | 525311.2141 | 501433.4316 | 477555.6492 | 453677.8667 | 429800.0843 | 405922.3018 | 382044.5193 | 358166.7369 | 334288.9544 | 310411.172 | 286533.3895 | 262655.607 | 238777.8246 | 214900.0421 | 191022.2597 | 167144.4772 | 143266.6948 | 119388.9123 | 95511.1298 | 71633.3474 | 47755.5649 | 23877.7825 | 0 | 0 | 0 | 0 | 0 | 0 | 0 | 0 | 0 | 0 | 0 | 0 | 0 | 0 | 0 | 0 | 0 | 0 | 0 | 0 | 0 | 0 | 0 | 0 | 0 | 0 | 0 | 0 | 0 | 0 | 0 | 0 | 0 | 0 | 0 | 0 | 0 | 0 | 0 | 0 | 0 | 0
|  |  | Net Plant (e.o.y.) | [8 empty] | 1193889.1229 | 1170011.3405 | 1146133.558 | 1122255.7756 | 1098377.9931 | 1074500.2107 | 1050622.4282 | 1026744.6457 | 1002866.8633 | 978989.0808 | 955111.2984 | 931233.5159 | 907355.7334 | 883477.951 | 859600.1685 | 835722.3861 | 811844.6036 | 787966.8211 | 764089.0387 | 740211.2562 | 716333.4738 | 692455.6913 | 668577.9089 | 644700.1264 | 620822.3439 | 596944.5615 | 573066.779 | 549188.9966 | 525311.2141 | 501433.4316 | 477555.6492 | 453677.8667 | 429800.0843 | 405922.3018 | 382044.5193 | 358166.7369 | 334288.9544 | 310411.172 | 286533.3895 | 262655.607 | 238777.8246 | 214900.0421 | 191022.2597 | 167144.4772 | 143266.6948 | 119388.9123 | 95511.1298 | 71633.3474 | 47755.5649 | 23877.7825 | 0 | 0 | 0 | 0 | 0 | 0 | 0 | 0 | 0 | 0 | 0 | 0 | 0 | 0 | 0 | 0 | 0 | 0 | 0 | 0 | 0 | 0 | 0 | 0 | 0 | 0 | 0 | 0 | 0 | 0 | 0 | 0 | 0 | 0 | 0 | 0 | 0 | 0 | 0 | 0 | 0 | 0 | 0
|  |  | MACRS depreciation | [9 empty] | 44770.8421 | 86186.8558 | 79715.9767 | 73746.5311 | 68206.8856 | 63097.0401 | 58357.3003 | 53987.6661 | 53271.3327 | 53259.3938 | 53271.3327 | 53259.3938 | 53271.3327 | 53259.3938 | 53271.3327 | 53259.3938 | 53271.3327 | 53259.3938 | 53271.3327 | 53259.3938 | 26635.6663 | 0 | 0 | 0 | 0 | 0 | 0 | 0 | 0 | 0 | 0 | 0 | 0 | 0 | 0 | 0 | 0 | 0 | 0 | 0 | 0 | 0 | 0 | 0 | 0 | 0 | 0 | 0 | 0 | 0 | 0 | 0 | 0 | 0 | 0 | 0 | 0 | 0 | 0 | 0 | 0 | 0 | 0 | 0 | 0 | 0 | 0 | 0 | 0 | 0 | 0 | 0 | 0 | 0 | 0 | 0 | 0 | 0 | 0 | 0 | 0 | 0 | 0 | 0 | 0 | 0 | 0 | 0 | 0 | 0 | 0 | 0
|  |  | ADIT (b.o.y.) | [9 empty] | 0 | -5790.5115 | -23059.4712 | -38535.0267 | -52356.1504 | -64641.9613 | -75511.5786 | -85067.577 | -93412.5312 | -101558.9537 | -109702.0673 | -117848.4897 | -125991.6033 | -134138.0257 | -142281.1393 | -150427.5617 | -158570.6753 | -166717.0977 | -174860.2113 | -183006.6338 | -191149.7473 | -191914.0948 | -185296.3674 | -178678.64 | -172060.9126 | -165443.1852 | -158825.4578 | -152207.7304 | -145590.003 | -138972.2756 | -132354.5482 | -125736.8208 | -119119.0934 | -112501.3659 | -105883.6385 | -99265.9111 | -92648.1837 | -86030.4563 | -79412.7289 | -72795.0015 | -66177.2741 | -59559.5467 | -52941.8193 | -46324.0919 | -39706.3645 | -33088.637 | -26470.9096 | -19853.1822 | -13235.4548 | -6617.7274 | 5.2751e-11 | 5.2751e-11 | 5.2751e-11 | 5.2751e-11 | 5.2751e-11 | 5.2751e-11 | 5.2751e-11 | 5.2751e-11 | 5.2751e-11 | 5.2751e-11 | 5.2751e-11 | 5.2751e-11 | 5.2751e-11 | 5.2751e-11 | 5.2751e-11 | 5.2751e-11 | 5.2751e-11 | 5.2751e-11 | 5.2751e-11 | 5.2751e-11 | 5.2751e-11 | 5.2751e-11 | 5.2751e-11 | 5.2751e-11 | 5.2751e-11 | 5.2751e-11 | 5.2751e-11 | 5.2751e-11 | 5.2751e-11 | 5.2751e-11 | 5.2751e-11 | 5.2751e-11 | 5.2751e-11 | 5.2751e-11 | 5.2751e-11 | 5.2751e-11 | 5.2751e-11 | 5.2751e-11 | 5.2751e-11 | 5.2751e-11 | 5.2751e-11 | 5.2751e-11
|  |  | ADIT (e.o.y.) | [9 empty] | -5790.5115 | -23059.4712 | -38535.0267 | -52356.1504 | -64641.9613 | -75511.5786 | -85067.577 | -93412.5312 | -101558.9537 | -109702.0673 | -117848.4897 | -125991.6033 | -134138.0257 | -142281.1393 | -150427.5617 | -158570.6753 | -166717.0977 | -174860.2113 | -183006.6338 | -191149.7473 | -191914.0948 | -185296.3674 | -178678.64 | -172060.9126 | -165443.1852 | -158825.4578 | -152207.7304 | -145590.003 | -138972.2756 | -132354.5482 | -125736.8208 | -119119.0934 | -112501.3659 | -105883.6385 | -99265.9111 | -92648.1837 | -86030.4563 | -79412.7289 | -72795.0015 | -66177.2741 | -59559.5467 | -52941.8193 | -46324.0919 | -39706.3645 | -33088.637 | -26470.9096 | -19853.1822 | -13235.4548 | -6617.7274 | 5.2751e-11 | 5.2751e-11 | 5.2751e-11 | 5.2751e-11 | 5.2751e-11 | 5.2751e-11 | 5.2751e-11 | 5.2751e-11 | 5.2751e-11 | 5.2751e-11 | 5.2751e-11 | 5.2751e-11 | 5.2751e-11 | 5.2751e-11 | 5.2751e-11 | 5.2751e-11 | 5.2751e-11 | 5.2751e-11 | 5.2751e-11 | 5.2751e-11 | 5.2751e-11 | 5.2751e-11 | 5.2751e-11 | 5.2751e-11 | 5.2751e-11 | 5.2751e-11 | 5.2751e-11 | 5.2751e-11 | 5.2751e-11 | 5.2751e-11 | 5.2751e-11 | 5.2751e-11 | 5.2751e-11 | 5.2751e-11 | 5.2751e-11 | 5.2751e-11 | 5.2751e-11 | 5.2751e-11 | 5.2751e-11 | 5.2751e-11 | 5.2751e-11 | 5.2751e-11 | 5.2751e-11
|  |  | Net Rate Base | [9 empty] | 1179054.976 | 1143647.4579 | 1103397.4179 | 1064871.2958 | 1027940.046 | 992484.5495 | 958393.9592 | 925565.7004 | 893442.2296 | 861419.6791 | 829397.1287 | 797374.5782 | 765352.0277 | 733329.4773 | 701306.9268 | 669284.3763 | 637261.8259 | 605239.2754 | 573216.7249 | 541194.1745 | 512862.6615 | 491911.5689 | 474651.5139 | 457391.4588 | 440131.4038 | 422871.3487 | 405611.2937 | 388351.2386 | 371091.1836 | 353831.1285 | 336571.0735 | 319311.0184 | 302050.9634 | 284790.9083 | 267530.8533 | 250270.7982 | 233010.7432 | 215750.6881 | 198490.6331 | 181230.578 | 163970.523 | 146710.4679 | 129450.4129 | 112190.3578 | 94930.3028 | 77670.2477 | 60410.1927 | 43150.1376 | 25890.0826 | 8630.0275 | 5.2751e-11 | 5.2751e-11 | 5.2751e-11 | 5.2751e-11 | 5.2751e-11 | 5.2751e-11 | 5.2751e-11 | 5.2751e-11 | 5.2751e-11 | 5.2751e-11 | 5.2751e-11 | 5.2751e-11 | 5.2751e-11 | 5.2751e-11 | 5.2751e-11 | 5.2751e-11 | 5.2751e-11 | 5.2751e-11 | 5.2751e-11 | 5.2751e-11 | 5.2751e-11 | 5.2751e-11 | 5.2751e-11 | 5.2751e-11 | 5.2751e-11 | 5.2751e-11 | 5.2751e-11 | 5.2751e-11 | 5.2751e-11 | 5.2751e-11 | 5.2751e-11 | 5.2751e-11 | 5.2751e-11 | 5.2751e-11 | 5.2751e-11 | 5.2751e-11 | 5.2751e-11 | 5.2751e-11 | 5.2751e-11 | 5.2751e-11 | 5.2751e-11 | 5.2751e-11
|  |  | Pre-Tax return on rate base | [9 empty] | 105289.6094 | 102127.718 | 98533.3894 | 95093.0067 | 91795.0461 | 88628.8703 | 85584.5806 | 82653.017 | 79784.3911 | 76924.7773 | 74065.1636 | 71205.5498 | 68345.9361 | 65486.3223 | 62626.7086 | 59767.0948 | 56907.481 | 54047.8673 | 51188.2535 | 48328.6398 | 45798.6357 | 43927.7031 | 42386.3802 | 40845.0573 | 39303.7344 | 37762.4114 | 36221.0885 | 34679.7656 | 33138.4427 | 31597.1198 | 30055.7969 | 28514.4739 | 26973.151 | 25431.8281 | 23890.5052 | 22349.1823 | 20807.8594 | 19266.5365 | 17725.2135 | 16183.8906 | 14642.5677 | 13101.2448 | 11559.9219 | 10018.599 | 8477.276 | 6935.9531 | 5394.6302 | 3853.3073 | 2311.9844 | 770.6615 | 4.7106e-12 | 4.7106e-12 | 4.7106e-12 | 4.7106e-12 | 4.7106e-12 | 4.7106e-12 | 4.7106e-12 | 4.7106e-12 | 4.7106e-12 | 4.7106e-12 | 4.7106e-12 | 4.7106e-12 | 4.7106e-12 | 4.7106e-12 | 4.7106e-12 | 4.7106e-12 | 4.7106e-12 | 4.7106e-12 | 4.7106e-12 | 4.7106e-12 | 4.7106e-12 | 4.7106e-12 | 4.7106e-12 | 4.7106e-12 | 4.7106e-12 | 4.7106e-12 | 4.7106e-12 | 4.7106e-12 | 4.7106e-12 | 4.7106e-12 | 4.7106e-12 | 4.7106e-12 | 4.7106e-12 | 4.7106e-12 | 4.7106e-12 | 4.7106e-12 | 4.7106e-12 | 4.7106e-12 | 4.7106e-12 | 4.7106e-12 | 4.7106e-12 | 4.7106e-12
|  | Investment year in service | [10 empty] | 0 | 1 | 2 | 3 | 4 | 5 | 6 | 7 | 8 | 9 | 10 | 11 | 12 | 13 | 14 | 15 | 16 | 17 | 18 | 19 | 20 | 21 | 22 | 23 | 24 | 25 | 26 | 27 | 28 | 29 | 30 | 31 | 32 | 33 | 34 | 35 | 36 | 37 | 38 | 39 | 40 | 41 | 42 | 43 | 44 | 45 | 46 | 47 | 48 | 49 | 50 | 51 | 52 | 53 | 54 | 55 | 56 | 57 | 58 | 59 | 60 | 61 | 62 | 63 | 64 | 65 | 66 | 67 | 68 | 69 | 70 | 71 | 72 | 73 | 74 | 75 | 76 | 77 | 78 | 79 | 80 | 81 | 82 | 83 | 84 | 85 | 86 | 87 | 88 | 89 | 90 | 91
|  | 2036 | CAPEX Cost element | 2027 | 2028 | 2029 | 2030 | 2031 | 2032 | 2033 | 2034 | 2035 | 2036 | 2037 | 2038 | 2039 | 2040 | 2041 | 2042 | 2043 | 2044 | 2045 | 2046 | 2047 | 2048 | 2049 | 2050 | 2051 | 2052 | 2053 | 2054 | 2055 | 2056 | 2057 | 2058 | 2059 | 2060 | 2061 | 2062 | 2063 | 2064 | 2065 | 2066 | 2067 | 2068 | 2069 | 2070 | 2071 | 2072 | 2073 | 2074 | 2075 | 2076 | 2077 | 2078 | 2079 | 2080 | 2081 | 2082 | 2083 | 2084 | 2085 | 2086 | 2087 | 2088 | 2089 | 2090 | 2091 | 2092 | 2093 | 2094 | 2095 | 2096 | 2097 | 2098 | 2099 | 2100 | 2101 | 2102 | 2103 | 2104 | 2105 | 2106 | 2107 | 2108 | 2109 | 2110 | 2111 | 2112 | 2113 | 2114 | 2115 | 2116 | 2117 | 2118 | 2119 | 2120 | 2121 | 2122 | 2123 | 2124 | 2125 | 2126 | 2127
|  |  | Book depreciation | [10 empty] | 24403.0937 | 24403.0937 | 24403.0937 | 24403.0937 | 24403.0937 | 24403.0937 | 24403.0937 | 24403.0937 | 24403.0937 | 24403.0937 | 24403.0937 | 24403.0937 | 24403.0937 | 24403.0937 | 24403.0937 | 24403.0937 | 24403.0937 | 24403.0937 | 24403.0937 | 24403.0937 | 24403.0937 | 24403.0937 | 24403.0937 | 24403.0937 | 24403.0937 | 24403.0937 | 24403.0937 | 24403.0937 | 24403.0937 | 24403.0937 | 24403.0937 | 24403.0937 | 24403.0937 | 24403.0937 | 24403.0937 | 24403.0937 | 24403.0937 | 24403.0937 | 24403.0937 | 24403.0937 | 24403.0937 | 24403.0937 | 24403.0937 | 24403.0937 | 24403.0937 | 24403.0937 | 24403.0937 | 24403.0937 | 24403.0937 | 24403.0937 | 0 | 0 | 0 | 0 | 0 | 0 | 0 | 0 | 0 | 0 | 0 | 0 | 0 | 0 | 0 | 0 | 0 | 0 | 0 | 0 | 0 | 0 | 0 | 0 | 0 | 0 | 0 | 0 | 0 | 0 | 0 | 0 | 0 | 0 | 0 | 0 | 0 | 0 | 0 | 0 | 0
|  |  | Plant in Service | [9 empty] | 1220154.6837 | 1220154.6837 | 1220154.6837 | 1220154.6837 | 1220154.6837 | 1220154.6837 | 1220154.6837 | 1220154.6837 | 1220154.6837 | 1220154.6837 | 1220154.6837 | 1220154.6837 | 1220154.6837 | 1220154.6837 | 1220154.6837 | 1220154.6837 | 1220154.6837 | 1220154.6837 | 1220154.6837 | 1220154.6837 | 1220154.6837 | 1220154.6837 | 1220154.6837 | 1220154.6837 | 1220154.6837 | 1220154.6837 | 1220154.6837 | 1220154.6837 | 1220154.6837 | 1220154.6837 | 1220154.6837 | 1220154.6837 | 1220154.6837 | 1220154.6837 | 1220154.6837 | 1220154.6837 | 1220154.6837 | 1220154.6837 | 1220154.6837 | 1220154.6837 | 1220154.6837 | 1220154.6837 | 1220154.6837 | 1220154.6837 | 1220154.6837 | 1220154.6837 | 1220154.6837 | 1220154.6837 | 1220154.6837 | 1220154.6837 | 1220154.6837 | 0 | 0 | 0 | 0 | 0 | 0 | 0 | 0 | 0 | 0 | 0 | 0 | 0 | 0 | 0 | 0 | 0 | 0 | 0 | 0 | 0 | 0 | 0 | 0 | 0 | 0 | 0 | 0 | 0 | 0 | 0 | 0 | 0 | 0 | 0 | 0 | 0 | 0 | 0 | 0 | 0
|  |  | Accumulated Depreciation | [10 empty] | -24403.0937 | -48806.1873 | -73209.281 | -97612.3747 | -122015.4684 | -146418.562 | -170821.6557 | -195224.7494 | -219627.8431 | -244030.9367 | -268434.0304 | -292837.1241 | -317240.2178 | -341643.3114 | -366046.4051 | -390449.4988 | -414852.5924 | -439255.6861 | -463658.7798 | -488061.8735 | -512464.9671 | -536868.0608 | -561271.1545 | -585674.2482 | -610077.3418 | -634480.4355 | -658883.5292 | -683286.6228 | -707689.7165 | -732092.8102 | -756495.9039 | -780898.9975 | -805302.0912 | -829705.1849 | -854108.2786 | -878511.3722 | -902914.4659 | -927317.5596 | -951720.6533 | -976123.7469 | -1000526.8406 | -1024929.9343 | -1049333.0279 | -1073736.1216 | -1098139.2153 | -1122542.309 | -1146945.4026 | -1171348.4963 | -1195751.59 | -1220154.6837 | 0 | 0 | 0 | 0 | 0 | 0 | 0 | 0 | 0 | 0 | 0 | 0 | 0 | 0 | 0 | 0 | 0 | 0 | 0 | 0 | 0 | 0 | 0 | 0 | 0 | 0 | 0 | 0 | 0 | 0 | 0 | 0 | 0 | 0 | 0 | 0 | 0 | 0 | 0 | 0 | 0
|  |  | Net Plant (b.o.y.) | [10 empty] | 1220154.6837 | 1195751.59 | 1171348.4963 | 1146945.4026 | 1122542.309 | 1098139.2153 | 1073736.1216 | 1049333.0279 | 1024929.9343 | 1000526.8406 | 976123.7469 | 951720.6533 | 927317.5596 | 902914.4659 | 878511.3722 | 854108.2786 | 829705.1849 | 805302.0912 | 780898.9975 | 756495.9039 | 732092.8102 | 707689.7165 | 683286.6228 | 658883.5292 | 634480.4355 | 610077.3418 | 585674.2482 | 561271.1545 | 536868.0608 | 512464.9671 | 488061.8735 | 463658.7798 | 439255.6861 | 414852.5924 | 390449.4988 | 366046.4051 | 341643.3114 | 317240.2178 | 292837.1241 | 268434.0304 | 244030.9367 | 219627.8431 | 195224.7494 | 170821.6557 | 146418.562 | 122015.4684 | 97612.3747 | 73209.281 | 48806.1873 | 24403.0937 | 0 | 0 | 0 | 0 | 0 | 0 | 0 | 0 | 0 | 0 | 0 | 0 | 0 | 0 | 0 | 0 | 0 | 0 | 0 | 0 | 0 | 0 | 0 | 0 | 0 | 0 | 0 | 0 | 0 | 0 | 0 | 0 | 0 | 0 | 0 | 0 | 0 | 0 | 0 | 0 | 0
|  |  | Net Plant (e.o.y.) | [9 empty] | 1220154.6837 | 1195751.59 | 1171348.4963 | 1146945.4026 | 1122542.309 | 1098139.2153 | 1073736.1216 | 1049333.0279 | 1024929.9343 | 1000526.8406 | 976123.7469 | 951720.6533 | 927317.5596 | 902914.4659 | 878511.3722 | 854108.2786 | 829705.1849 | 805302.0912 | 780898.9975 | 756495.9039 | 732092.8102 | 707689.7165 | 683286.6228 | 658883.5292 | 634480.4355 | 610077.3418 | 585674.2482 | 561271.1545 | 536868.0608 | 512464.9671 | 488061.8735 | 463658.7798 | 439255.6861 | 414852.5924 | 390449.4988 | 366046.4051 | 341643.3114 | 317240.2178 | 292837.1241 | 268434.0304 | 244030.9367 | 219627.8431 | 195224.7494 | 170821.6557 | 146418.562 | 122015.4684 | 97612.3747 | 73209.281 | 48806.1873 | 24403.0937 | 0 | 0 | 0 | 0 | 0 | 0 | 0 | 0 | 0 | 0 | 0 | 0 | 0 | 0 | 0 | 0 | 0 | 0 | 0 | 0 | 0 | 0 | 0 | 0 | 0 | 0 | 0 | 0 | 0 | 0 | 0 | 0 | 0 | 0 | 0 | 0 | 0 | 0 | 0 | 0 | 0 | 0
|  |  | MACRS depreciation | [10 empty] | 45755.8006 | 88082.9666 | 81469.7282 | 75368.9548 | 69707.4371 | 64485.175 | 59641.1609 | 55175.3948 | 54443.302 | 54431.1004 | 54443.302 | 54431.1004 | 54443.302 | 54431.1004 | 54443.302 | 54431.1004 | 54443.302 | 54431.1004 | 54443.302 | 54431.1004 | 27221.651 | 0 | 0 | 0 | 0 | 0 | 0 | 0 | 0 | 0 | 0 | 0 | 0 | 0 | 0 | 0 | 0 | 0 | 0 | 0 | 0 | 0 | 0 | 0 | 0 | 0 | 0 | 0 | 0 | 0 | 0 | 0 | 0 | 0 | 0 | 0 | 0 | 0 | 0 | 0 | 0 | 0 | 0 | 0 | 0 | 0 | 0 | 0 | 0 | 0 | 0 | 0 | 0 | 0 | 0 | 0 | 0 | 0 | 0 | 0 | 0 | 0 | 0 | 0 | 0 | 0 | 0 | 0 | 0 | 0 | 0
|  |  | ADIT (b.o.y.) | [10 empty] | 0 | -5917.9027 | -23566.7795 | -39382.7973 | -53507.9857 | -66064.0845 | -77172.8333 | -86939.0637 | -95467.6069 | -103793.2507 | -112115.5127 | -120441.1565 | -128763.4185 | -137089.0623 | -145411.3243 | -153736.9681 | -162059.2302 | -170384.8739 | -178707.136 | -187032.7797 | -195355.0418 | -196136.2049 | -189372.8875 | -182609.5701 | -175846.2527 | -169082.9353 | -162319.6179 | -155556.3005 | -148792.9831 | -142029.6656 | -135266.3482 | -128503.0308 | -121739.7134 | -114976.396 | -108213.0786 | -101449.7612 | -94686.4438 | -87923.1263 | -81159.8089 | -74396.4915 | -67633.1741 | -60869.8567 | -54106.5393 | -47343.2219 | -40579.9045 | -33816.5871 | -27053.2696 | -20289.9522 | -13526.6348 | -6763.3174 | 1.0368e-10 | 1.0368e-10 | 1.0368e-10 | 1.0368e-10 | 1.0368e-10 | 1.0368e-10 | 1.0368e-10 | 1.0368e-10 | 1.0368e-10 | 1.0368e-10 | 1.0368e-10 | 1.0368e-10 | 1.0368e-10 | 1.0368e-10 | 1.0368e-10 | 1.0368e-10 | 1.0368e-10 | 1.0368e-10 | 1.0368e-10 | 1.0368e-10 | 1.0368e-10 | 1.0368e-10 | 1.0368e-10 | 1.0368e-10 | 1.0368e-10 | 1.0368e-10 | 1.0368e-10 | 1.0368e-10 | 1.0368e-10 | 1.0368e-10 | 1.0368e-10 | 1.0368e-10 | 1.0368e-10 | 1.0368e-10 | 1.0368e-10 | 1.0368e-10 | 1.0368e-10 | 1.0368e-10 | 1.0368e-10 | 1.0368e-10 | 1.0368e-10
|  |  | ADIT (e.o.y.) | [10 empty] | -5917.9027 | -23566.7795 | -39382.7973 | -53507.9857 | -66064.0845 | -77172.8333 | -86939.0637 | -95467.6069 | -103793.2507 | -112115.5127 | -120441.1565 | -128763.4185 | -137089.0623 | -145411.3243 | -153736.9681 | -162059.2302 | -170384.8739 | -178707.136 | -187032.7797 | -195355.0418 | -196136.2049 | -189372.8875 | -182609.5701 | -175846.2527 | -169082.9353 | -162319.6179 | -155556.3005 | -148792.9831 | -142029.6656 | -135266.3482 | -128503.0308 | -121739.7134 | -114976.396 | -108213.0786 | -101449.7612 | -94686.4438 | -87923.1263 | -81159.8089 | -74396.4915 | -67633.1741 | -60869.8567 | -54106.5393 | -47343.2219 | -40579.9045 | -33816.5871 | -27053.2696 | -20289.9522 | -13526.6348 | -6763.3174 | 1.0368e-10 | 1.0368e-10 | 1.0368e-10 | 1.0368e-10 | 1.0368e-10 | 1.0368e-10 | 1.0368e-10 | 1.0368e-10 | 1.0368e-10 | 1.0368e-10 | 1.0368e-10 | 1.0368e-10 | 1.0368e-10 | 1.0368e-10 | 1.0368e-10 | 1.0368e-10 | 1.0368e-10 | 1.0368e-10 | 1.0368e-10 | 1.0368e-10 | 1.0368e-10 | 1.0368e-10 | 1.0368e-10 | 1.0368e-10 | 1.0368e-10 | 1.0368e-10 | 1.0368e-10 | 1.0368e-10 | 1.0368e-10 | 1.0368e-10 | 1.0368e-10 | 1.0368e-10 | 1.0368e-10 | 1.0368e-10 | 1.0368e-10 | 1.0368e-10 | 1.0368e-10 | 1.0368e-10 | 1.0368e-10 | 1.0368e-10 | 1.0368e-10 | 1.0368e-10
|  |  | Net Rate Base | [10 empty] | 1204994.1855 | 1168807.702 | 1127672.1611 | 1088298.4643 | 1050554.727 | 1014319.2096 | 979478.6263 | 945928.1458 | 913097.9586 | 880370.9121 | 847643.8655 | 814916.8189 | 782189.7723 | 749462.7258 | 716735.6792 | 684008.6326 | 651281.586 | 618554.5394 | 585827.4929 | 553100.4463 | 524145.64 | 502733.6235 | 485093.8472 | 467454.0709 | 449814.2947 | 432174.5184 | 414534.7421 | 396894.9659 | 379255.1896 | 361615.4134 | 343975.6371 | 326335.8608 | 308696.0846 | 291056.3083 | 273416.5321 | 255776.7558 | 238136.9795 | 220497.2033 | 202857.427 | 185217.6507 | 167577.8745 | 149938.0982 | 132298.322 | 114658.5457 | 97018.7694 | 79378.9932 | 61739.2169 | 44099.4407 | 26459.6644 | 8819.8881 | 1.0368e-10 | 1.0368e-10 | 1.0368e-10 | 1.0368e-10 | 1.0368e-10 | 1.0368e-10 | 1.0368e-10 | 1.0368e-10 | 1.0368e-10 | 1.0368e-10 | 1.0368e-10 | 1.0368e-10 | 1.0368e-10 | 1.0368e-10 | 1.0368e-10 | 1.0368e-10 | 1.0368e-10 | 1.0368e-10 | 1.0368e-10 | 1.0368e-10 | 1.0368e-10 | 1.0368e-10 | 1.0368e-10 | 1.0368e-10 | 1.0368e-10 | 1.0368e-10 | 1.0368e-10 | 1.0368e-10 | 1.0368e-10 | 1.0368e-10 | 1.0368e-10 | 1.0368e-10 | 1.0368e-10 | 1.0368e-10 | 1.0368e-10 | 1.0368e-10 | 1.0368e-10 | 1.0368e-10 | 1.0368e-10 | 1.0368e-10 | 1.0368e-10
|  |  | Pre-Tax return on rate base | [10 empty] | 107605.9808 | 104374.5278 | 100701.124 | 97185.0529 | 93814.5371 | 90578.7054 | 87467.4413 | 84471.3834 | 81539.6477 | 78617.1224 | 75694.5972 | 72772.0719 | 69849.5467 | 66927.0214 | 64004.4962 | 61081.9709 | 58159.4456 | 55236.9204 | 52314.3951 | 49391.8699 | 46806.2057 | 44894.1126 | 43318.8806 | 41743.6485 | 40168.4165 | 38593.1845 | 37017.9525 | 35442.7205 | 33867.4884 | 32292.2564 | 30717.0244 | 29141.7924 | 27566.5604 | 25991.3283 | 24416.0963 | 22840.8643 | 21265.6323 | 19690.4003 | 18115.1682 | 16539.9362 | 14964.7042 | 13389.4722 | 11814.2402 | 10239.0081 | 8663.7761 | 7088.5441 | 5513.3121 | 3938.0801 | 2362.848 | 787.616 | 9.2588e-12 | 9.2588e-12 | 9.2588e-12 | 9.2588e-12 | 9.2588e-12 | 9.2588e-12 | 9.2588e-12 | 9.2588e-12 | 9.2588e-12 | 9.2588e-12 | 9.2588e-12 | 9.2588e-12 | 9.2588e-12 | 9.2588e-12 | 9.2588e-12 | 9.2588e-12 | 9.2588e-12 | 9.2588e-12 | 9.2588e-12 | 9.2588e-12 | 9.2588e-12 | 9.2588e-12 | 9.2588e-12 | 9.2588e-12 | 9.2588e-12 | 9.2588e-12 | 9.2588e-12 | 9.2588e-12 | 9.2588e-12 | 9.2588e-12 | 9.2588e-12 | 9.2588e-12 | 9.2588e-12 | 9.2588e-12 | 9.2588e-12 | 9.2588e-12 | 9.2588e-12 | 9.2588e-12 | 9.2588e-12 | 9.2588e-12 | 9.2588e-12
|  |  | Total CAPEX cost rollup |  | 1 | 2 | 3 | 4 | 5 | 6 | 7 | 8 | 9 | 10 | 11 | 12 | 13 | 14 | 15 | 16 | 17 | 18 | 19 | 20 | 21 | 22 | 23 | 24 | 25 | 26 | 27 | 28 | 29 | 30 | 31 | 32 | 33 | 34 | 35 | 36 | 37 | 38 | 39 | 40 | 41 | 42 | 43 | 44 | 45 | 46 | 47 | 48 | 49 | 50 | 51 | 52 | 53 | 54 | 55 | 56 | 57 | 58 | 59 | 60 | 61 | 62 | 63 | 64 | 65 | 66 | 67 | 68 | 69 | 70 | 71 | 72 | 73 | 74 | 75 | 76 | 77 | 78 | 79 | 80 | 81 | 82 | 83 | 84 | 85 | 86 | 87 | 88 | 89 | 90 | 91 | 92 | 93 | 94 | 95 | 96 | 97 | 98 | 99 | 100
|  |  | CAPEX Cost element | 2027 | 2028 | 2029 | 2030 | 2031 | 2032 | 2033 | 2034 | 2035 | 2036 | 2037 | 2038 | 2039 | 2040 | 2041 | 2042 | 2043 | 2044 | 2045 | 2046 | 2047 | 2048 | 2049 | 2050 | 2051 | 2052 | 2053 | 2054 | 2055 | 2056 | 2057 | 2058 | 2059 | 2060 | 2061 | 2062 | 2063 | 2064 | 2065 | 2066 | 2067 | 2068 | 2069 | 2070 | 2071 | 2072 | 2073 | 2074 | 2075 | 2076 | 2077 | 2078 | 2079 | 2080 | 2081 | 2082 | 2083 | 2084 | 2085 | 2086 | 2087 | 2088 | 2089 | 2090 | 2091 | 2092 | 2093 | 2094 | 2095 | 2096 | 2097 | 2098 | 2099 | 2100 | 2101 | 2102 | 2103 | 2104 | 2105 | 2106 | 2107 | 2108 | 2109 | 2110 | 2111 | 2112 | 2113 | 2114 | 2115 | 2116 | 2117 | 2118 | 2119 | 2120 | 2121 | 2122 | 2123 | 2124 | 2125 | 2126 | 2127
|  |  | Book depreciation | 0 | 20062.582 | 40566.5408 | 61521.5867 | 82937.6436 | 104824.8538 | 127193.5826 | 150054.4234 | 173418.2027 | 197295.9851 | 221699.0788 | 221699.0788 | 221699.0788 | 221699.0788 | 221699.0788 | 221699.0788 | 221699.0788 | 221699.0788 | 221699.0788 | 221699.0788 | 221699.0788 | 221699.0788 | 221699.0788 | 221699.0788 | 221699.0788 | 221699.0788 | 221699.0788 | 221699.0788 | 221699.0788 | 221699.0788 | 221699.0788 | 221699.0788 | 221699.0788 | 221699.0788 | 221699.0788 | 221699.0788 | 221699.0788 | 221699.0788 | 221699.0788 | 221699.0788 | 221699.0788 | 221699.0788 | 221699.0788 | 221699.0788 | 221699.0788 | 221699.0788 | 221699.0788 | 221699.0788 | 221699.0788 | 221699.0788 | 221699.0788 | 201636.4968 | 181132.538 | 160177.4921 | 138761.4352 | 116874.225 | 94505.4963 | 71644.6554 | 48280.8761 | 24403.0937 | 0 | 0 | 0 | 0 | 0 | 0 | 0 | 0 | 0 | 0 | 0 | 0 | 0 | 0 | 0 | 0 | 0 | 0 | 0 | 0 | 0 | 0 | 0 | 0 | 0 | 0 | 0 | 0 | 0 | 0 | 0 | 0 | 0 | 0 | 0 | 0 | 0 | 0 | 0 | 0 | 0
|  |  | Plant in Service | 1003129.1 | 1003129.1 | 2028327.0402 | 3076079.3351 | 4146882.1805 | 5241242.6884 | 6359679.1276 | 7502721.1684 | 8670910.1341 | 8670910.1341 | 11084953.9407 | 11084953.9407 | 11084953.9407 | 11084953.9407 | 11084953.9407 | 11084953.9407 | 11084953.9407 | 11084953.9407 | 11084953.9407 | 11084953.9407 | 11084953.9407 | 11084953.9407 | 11084953.9407 | 11084953.9407 | 11084953.9407 | 11084953.9407 | 11084953.9407 | 11084953.9407 | 11084953.9407 | 11084953.9407 | 11084953.9407 | 11084953.9407 | 11084953.9407 | 11084953.9407 | 11084953.9407 | 11084953.9407 | 11084953.9407 | 11084953.9407 | 11084953.9407 | 11084953.9407 | 11084953.9407 | 11084953.9407 | 11084953.9407 | 11084953.9407 | 11084953.9407 | 11084953.9407 | 11084953.9407 | 11084953.9407 | 11084953.9407 | 11084953.9407 | 11084953.9407 | 10081824.8407 | 9056626.9005 | 8008874.6056 | 6938071.7602 | 5843711.2523 | 4725274.8131 | 3582232.7723 | 2414043.8066 | 1220154.6837 | 0 | 0 | 0 | 0 | 0 | 0 | 0 | 0 | 0 | 0 | 0 | 0 | 0 | 0 | 0 | 0 | 0 | 0 | 0 | 0 | 0 | 0 | 0 | 0 | 0 | 0 | 0 | 0 | 0 | 0 | 0 | 0 | 0 | 0 | 0 | 0 | 0 | 0 | 0 | 0 | 0
|  |  | Accumulated Depreciation | 0 | -20062.582 | -60629.1228 | -122150.7095 | -205088.3531 | -309913.2069 | -437106.7894 | -587161.2128 | -760579.4155 | -957875.4006 | -1179574.4794 | -1401273.5583 | -1622972.6371 | -1844671.7159 | -2066370.7947 | -2288069.8735 | -2509768.9523 | -2731468.0311 | -2953167.1099 | -3174866.1888 | -3396565.2676 | -3618264.3464 | -3839963.4252 | -4061662.504 | -4283361.5828 | -4505060.6616 | -4726759.7405 | -4948458.8193 | -5170157.8981 | -5391856.9769 | -5613556.0557 | -5835255.1345 | -6056954.2133 | -6278653.2922 | -6500352.371 | -6722051.4498 | -6943750.5286 | -7165449.6074 | -7387148.6862 | -7608847.765 | -7830546.8439 | -8052245.9227 | -8273945.0015 | -8495644.0803 | -8717343.1591 | -8939042.2379 | -9160741.3167 | -9382440.3955 | -9604139.4744 | -9825838.5532 | -10047537.632 | -9246045.0288 | -8401979.6266 | -7514404.8238 | -6582363.4137 | -5604877.1307 | -4580946.1879 | -3509548.8025 | -2389640.7129 | -1220154.6837 | 0 | 0 | 0 | 0 | 0 | 0 | 0 | 0 | 0 | 0 | 0 | 0 | 0 | 0 | 0 | 0 | 0 | 0 | 0 | 0 | 0 | 0 | 0 | 0 | 0 | 0 | 0 | 0 | 0 | 0 | 0 | 0 | 0 | 0 | 0 | 0 | 0 | 0 | 0 | 0 | 0
|  |  | Net Plant (b.o.y.) | 0 | 1003129.1 | 2008264.4582 | 3015450.2123 | 4024731.471 | 5036154.3353 | 6049765.9207 | 7065614.3789 | 8083748.9213 | 9104219.8415 | 10127078.5401 | 9905379.4612 | 9683680.3824 | 9461981.3036 | 9240282.2248 | 9018583.146 | 8796884.0672 | 8575184.9884 | 8353485.9096 | 8131786.8307 | 7910087.7519 | 7688388.6731 | 7466689.5943 | 7244990.5155 | 7023291.4367 | 6801592.3579 | 6579893.279 | 6358194.2002 | 6136495.1214 | 5914796.0426 | 5693096.9638 | 5471397.885 | 5249698.8062 | 5027999.7273 | 4806300.6485 | 4584601.5697 | 4362902.4909 | 4141203.4121 | 3919504.3333 | 3697805.2545 | 3476106.1757 | 3254407.0968 | 3032708.018 | 2811008.9392 | 2589309.8604 | 2367610.7816 | 2145911.7028 | 1924212.624 | 1702513.5451 | 1480814.4663 | 1259115.3875 | 1037416.3087 | 835779.8119 | 654647.2739 | 494469.7818 | 355708.3466 | 238834.1215 | 144328.6253 | 72683.9698 | 24403.0937 | 0 | 0 | 0 | 0 | 0 | 0 | 0 | 0 | 0 | 0 | 0 | 0 | 0 | 0 | 0 | 0 | 0 | 0 | 0 | 0 | 0 | 0 | 0 | 0 | 0 | 0 | 0 | 0 | 0 | 0 | 0 | 0 | 0 | 0 | 0 | 0 | 0 | 0 | 0 | 0 | 0
|  |  | Net Plant (e.o.y.) | 1003129.1 | 2008264.4582 | 3015450.2123 | 4024731.471 | 5036154.3353 | 6049765.9207 | 7065614.3789 | 8083748.9213 | 9104219.8415 | 10127078.5401 | 9905379.4612 | 9683680.3824 | 9461981.3036 | 9240282.2248 | 9018583.146 | 8796884.0672 | 8575184.9884 | 8353485.9096 | 8131786.8307 | 7910087.7519 | 7688388.6731 | 7466689.5943 | 7244990.5155 | 7023291.4367 | 6801592.3579 | 6579893.279 | 6358194.2002 | 6136495.1214 | 5914796.0426 | 5693096.9638 | 5471397.885 | 5249698.8062 | 5027999.7273 | 4806300.6485 | 4584601.5697 | 4362902.4909 | 4141203.4121 | 3919504.3333 | 3697805.2545 | 3476106.1757 | 3254407.0968 | 3032708.018 | 2811008.9392 | 2589309.8604 | 2367610.7816 | 2145911.7028 | 1924212.624 | 1702513.5451 | 1480814.4663 | 1259115.3875 | 1037416.3087 | 835779.8119 | 654647.2739 | 494469.7818 | 355708.3466 | 238834.1215 | 144328.6253 | 72683.9698 | 24403.0937 | 0 | 0 | 0 | 0 | 0 | 0 | 0 | 0 | 0 | 0 | 0 | 0 | 0 | 0 | 0 | 0 | 0 | 0 | 0 | 0 | 0 | 0 | 0 | 0 | 0 | 0 | 0 | 0 | 0 | 0 | 0 | 0 | 0 | 0 | 0 | 0 | 0 | 0 | 0 | 0 | 0 | 0
|  |  | MACRS depreciation | 0 | 37617.3413 | 110860.8125 | 180278.6804 | 246208.0958 | 308933.4394 | 368745.348 | 425890.6961 | 480621.7893 | 535955.0891 | 592495.6902 | 603527.7876 | 571534.1962 | 545605.5067 | 525331.3452 | 510407.2546 | 500481.9544 | 495298.9114 | 494555.8231 | 494554.617 | 494555.8231 | 472174.8068 | 426934.0679 | 380685.5628 | 333432.0605 | 285126.5112 | 235770.7098 | 185316.6108 | 133764.9916 | 81066.7668 | 27221.651 | 0 | 0 | 0 | 0 | 0 | 0 | 0 | 0 | 0 | 0 | 0 | 0 | 0 | 0 | 0 | 0 | 0 | 0 | 0 | 0 | 0 | 0 | 0 | 0 | 0 | 0 | 0 | 0 | 0 | 0 | 0 | 0 | 0 | 0 | 0 | 0 | 0 | 0 | 0 | 0 | 0 | 0 | 0 | 0 | 0 | 0 | 0 | 0 | 0 | 0 | 0 | 0 | 0 | 0 | 0 | 0 | 0 | 0 | 0 | 0 | 0 | 0 | 0 | 0 | 0 | 0 | 0 | 0 | 0 | 0
|  |  | ADIT (b.o.y.) | 0 | 0 | -4865.3015 | -24347.3589 | -57260.8874 | -102511.2933 | -159079.9878 | -226026.0596 | -302474.0826 | -387615.5566 | -481474.9273 | -584241.2081 | -690065.0348 | -787021.8376 | -876792.5041 | -960944.1867 | -1040959.6576 | -1118224.3316 | -1194052.5252 | -1269674.7719 | -1345296.6843 | -1420918.9309 | -1490338.279 | -1547219.1562 | -1591282.2602 | -1622249.0561 | -1639827.969 | -1643727.9215 | -1633644.5205 | -1609273.5882 | -1570297.3429 | -1516397.9238 | -1454954.0241 | -1393510.1244 | -1332066.2247 | -1270622.325 | -1209178.4254 | -1147734.5257 | -1086290.626 | -1024846.7263 | -963402.8266 | -901958.9269 | -840515.0272 | -779071.1275 | -717627.2278 | -656183.3281 | -594739.4284 | -533295.5287 | -471851.629 | -410407.7293 | -348963.8296 | -287519.93 | -231636.3749 | -181435.492 | -137042.3 | -98584.5682 | -66192.8768 | -40000.6785 | -20144.3622 | -6763.3174 | 3.9654e-10 | 3.9654e-10 | 3.9654e-10 | 3.9654e-10 | 3.9654e-10 | 3.9654e-10 | 3.9654e-10 | 3.9654e-10 | 3.9654e-10 | 3.9654e-10 | 3.9654e-10 | 3.9654e-10 | 3.9654e-10 | 3.9654e-10 | 3.9654e-10 | 3.9654e-10 | 3.9654e-10 | 3.9654e-10 | 3.9654e-10 | 3.9654e-10 | 3.9654e-10 | 3.9654e-10 | 3.9654e-10 | 3.9654e-10 | 3.9654e-10 | 3.9654e-10 | 3.9654e-10 | 3.9654e-10 | 3.9654e-10 | 3.9654e-10 | 3.9654e-10 | 3.9654e-10 | 3.9654e-10 | 3.9654e-10 | 3.9654e-10 | 3.9654e-10 | 3.9654e-10 | 3.9654e-10 | 3.9654e-10 | 3.9654e-10 | 3.9654e-10
|  |  | ADIT (e.o.y.) | 0 | -4865.3015 | -24347.3589 | -57260.8874 | -102511.2933 | -159079.9878 | -226026.0596 | -302474.0826 | -387615.5566 | -481474.9273 | -584241.2081 | -690065.0348 | -787021.8376 | -876792.5041 | -960944.1867 | -1040959.6576 | -1118224.3316 | -1194052.5252 | -1269674.7719 | -1345296.6843 | -1420918.9309 | -1490338.279 | -1547219.1562 | -1591282.2602 | -1622249.0561 | -1639827.969 | -1643727.9215 | -1633644.5205 | -1609273.5882 | -1570297.3429 | -1516397.9238 | -1454954.0241 | -1393510.1244 | -1332066.2247 | -1270622.325 | -1209178.4254 | -1147734.5257 | -1086290.626 | -1024846.7263 | -963402.8266 | -901958.9269 | -840515.0272 | -779071.1275 | -717627.2278 | -656183.3281 | -594739.4284 | -533295.5287 | -471851.629 | -410407.7293 | -348963.8296 | -287519.93 | -231636.3749 | -181435.492 | -137042.3 | -98584.5682 | -66192.8768 | -40000.6785 | -20144.3622 | -6763.3174 | 3.9654e-10 | 3.9654e-10 | 3.9654e-10 | 3.9654e-10 | 3.9654e-10 | 3.9654e-10 | 3.9654e-10 | 3.9654e-10 | 3.9654e-10 | 3.9654e-10 | 3.9654e-10 | 3.9654e-10 | 3.9654e-10 | 3.9654e-10 | 3.9654e-10 | 3.9654e-10 | 3.9654e-10 | 3.9654e-10 | 3.9654e-10 | 3.9654e-10 | 3.9654e-10 | 3.9654e-10 | 3.9654e-10 | 3.9654e-10 | 3.9654e-10 | 3.9654e-10 | 3.9654e-10 | 3.9654e-10 | 3.9654e-10 | 3.9654e-10 | 3.9654e-10 | 3.9654e-10 | 3.9654e-10 | 3.9654e-10 | 3.9654e-10 | 3.9654e-10 | 3.9654e-10 | 3.9654e-10 | 3.9654e-10 | 3.9654e-10 | 3.9654e-10 | 3.9654e-10
|  |  | Net Rate Base | 0 | 990665.1582 | 1973374.8576 | 2943885.2958 | 3903376.5588 | 4852946.2679 | 5793616.1057 | 6726337.0962 | 7651995.0003 | 8571026.607 | 9483370.9329 | 9157376.8004 | 8834287.4068 | 8519224.5934 | 8210564.34 | 7906781.6844 | 7606442.5332 | 7308197.0206 | 7010772.7216 | 6713451.5633 | 6416130.4049 | 6121910.5287 | 5837061.3373 | 5564890.2679 | 5305676.2391 | 5059704.3059 | 4827265.7944 | 4608658.4398 | 4404186.5276 | 4214161.0376 | 4038899.791 | 3874872.3716 | 3714617.1925 | 3554362.0134 | 3394106.8342 | 3233851.6551 | 3073596.476 | 2913341.2969 | 2753086.1177 | 2592830.9386 | 2432575.7595 | 2272320.5804 | 2112065.4013 | 1951810.2221 | 1791555.043 | 1631299.8639 | 1471044.6848 | 1310789.5057 | 1150534.3265 | 990279.1474 | 830023.9683 | 677019.9079 | 538677.6095 | 415319.6318 | 307275.63 | 214882.5115 | 138484.5957 | 78433.7772 | 35089.6919 | 8819.8881 | 3.9654e-10 | 3.9654e-10 | 3.9654e-10 | 3.9654e-10 | 3.9654e-10 | 3.9654e-10 | 3.9654e-10 | 3.9654e-10 | 3.9654e-10 | 3.9654e-10 | 3.9654e-10 | 3.9654e-10 | 3.9654e-10 | 3.9654e-10 | 3.9654e-10 | 3.9654e-10 | 3.9654e-10 | 3.9654e-10 | 3.9654e-10 | 3.9654e-10 | 3.9654e-10 | 3.9654e-10 | 3.9654e-10 | 3.9654e-10 | 3.9654e-10 | 3.9654e-10 | 3.9654e-10 | 3.9654e-10 | 3.9654e-10 | 3.9654e-10 | 3.9654e-10 | 3.9654e-10 | 3.9654e-10 | 3.9654e-10 | 3.9654e-10 | 3.9654e-10 | 3.9654e-10 | 3.9654e-10 | 3.9654e-10 | 3.9654e-10 | 3.9654e-10
|  |  | Pre-Tax return on rate base | 0 | 88466.3986 | 176222.3748 | 262888.9569 | 348571.5267 | 433368.1017 | 517369.9182 | 600661.9027 | 683323.1535 | 765392.676 | 846865.0243 | 817753.7483 | 788901.8654 | 760766.7562 | 733203.3956 | 706075.6044 | 679255.3182 | 652621.9939 | 626062.004 | 599511.2246 | 572960.4452 | 546686.6102 | 521249.5774 | 496944.7009 | 473796.8882 | 451831.5945 | 431074.8354 | 411553.1987 | 393293.8569 | 376324.5807 | 360673.7513 | 346026.1028 | 331715.3153 | 317404.5278 | 303093.7403 | 288782.9528 | 274472.1653 | 260161.3778 | 245850.5903 | 231539.8028 | 217229.0153 | 202918.2278 | 188607.4403 | 174296.6528 | 159985.8653 | 145675.0778 | 131364.2904 | 117053.5029 | 102742.7154 | 88431.9279 | 74121.1404 | 60457.8778 | 48103.9105 | 37088.0431 | 27439.7138 | 19189.0083 | 12366.6744 | 7004.1363 | 3133.5095 | 787.616 | 3.5411e-11 | 3.5411e-11 | 3.5411e-11 | 3.5411e-11 | 3.5411e-11 | 3.5411e-11 | 3.5411e-11 | 3.5411e-11 | 3.5411e-11 | 3.5411e-11 | 3.5411e-11 | 3.5411e-11 | 3.5411e-11 | 3.5411e-11 | 3.5411e-11 | 3.5411e-11 | 3.5411e-11 | 3.5411e-11 | 3.5411e-11 | 3.5411e-11 | 3.5411e-11 | 3.5411e-11 | 3.5411e-11 | 3.5411e-11 | 3.5411e-11 | 3.5411e-11 | 3.5411e-11 | 3.5411e-11 | 3.5411e-11 | 3.5411e-11 | 3.5411e-11 | 3.5411e-11 | 3.5411e-11 | 3.5411e-11 | 3.5411e-11 | 3.5411e-11 | 3.5411e-11 | 3.5411e-11 | 3.5411e-11 | 3.5411e-11 | 3.5411e-11

## Rev Req't_Baseline_OH3PH
Assumptions | Value
Equipment Life flag | 47 |  |  | 0 | 1 | 2 | 3 | 4 | 5 | 6 | 7 | 8 | 9 | 10 | 11 | 12 | 13 | 14 | 15 | 16 | 17 | 18 | 19 | 20 | 21 | 22 | 23 | 24 | 25 | 26 | 27 | 28 | 29 | 30 | 31 | 32 | 33 | 34 | 35 | 36 | 37 | 38 | 39 | 40 | 41 | 42 | 43 | 44 | 45 | 46 | 47 | 48 | 49 | 50 | 51 | 52 | 53 | 54 | 55 | 56 | 57 | 58 | 59 | 60 | 61 | 62 | 63 | 64 | 65 | 66 | 67 | 68 | 69 | 70 | 71 | 72 | 73 | 74 | 75 | 76 | 77 | 78 | 79 | 80 | 81 | 82 | 83 | 84 | 85 | 86 | 87 | 88 | 89 | 90 | 91 | 92 | 93 | 94 | 95 | 96 | 97 | 98 | 99 | 100
Book life flag | 50 |  |  | 2027 | 2028 | 2029 | 2030 | 2031 | 2032 | 2033 | 2034 | 2035 | 2036 | 2037 | 2038 | 2039 | 2040 | 2041 | 2042 | 2043 | 2044 | 2045 | 2046 | 2047 | 2048 | 2049 | 2050 | 2051 | 2052 | 2053 | 2054 | 2055 | 2056 | 2057 | 2058 | 2059 | 2060 | 2061 | 2062 | 2063 | 2064 | 2065 | 2066 | 2067 | 2068 | 2069 | 2070 | 2071 | 2072 | 2073 | 2074 | 2075 | 2076 | 2077 | 2078 | 2079 | 2080 | 2081 | 2082 | 2083 | 2084 | 2085 | 2086 | 2087 | 2088 | 2089 | 2090 | 2091 | 2092 | 2093 | 2094 | 2095 | 2096 | 2097 | 2098 | 2099 | 2100 | 2101 | 2102 | 2103 | 2104 | 2105 | 2106 | 2107 | 2108 | 2109 | 2110 | 2111 | 2112 | 2113 | 2114 | 2115 | 2116 | 2117 | 2118 | 2119 | 2120 | 2121 | 2122 | 2123 | 2124 | 2125 | 2126 | 2127
MACRS flag | 20 |  | Unescalated Baseline Costs (from Construction, with Overheads) | 1 2028: 3612272.3; 2 2029: 3612272.3; 3 2030: 3612272.3; 4 2031: 3612272.3; 5 2032: 3612272.3; 6 2033: 3612272.3; 7 2034: 3612272.3; 8 2035: 3612272.3; 9 2036: 3612272.3; 10 2037: 3612272.3
|  |  | Miles unescalated | 1 2028: 5.132; 2 2029: 5.132; 3 2030: 5.132; 4 2031: 5.132; 5 2032: 5.132; 6 2033: 5.132; 7 2034: 5.132; 8 2035: 5.132; 9 2036: 5.132; 10 2037: 5.132
|  |  | Cost per mile unescalated | 1 2028: 703872.233; 2 2029: 703872.233; 3 2030: 703872.233; 4 2031: 703872.233; 5 2032: 703872.233; 6 2033: 703872.233; 7 2034: 703872.233; 8 2035: 703872.233; 9 2036: 703872.233; 10 2037: 703872.233
|  |  | CPI | 1 2028: 1; 2 2029: 1.022; 3 2030: 1.0445; 4 2031: 1.0675; 5 2032: 1.0909; 6 2033: 1.1149; 7 2034: 1.1395; 8 2035: 1.1645; 9 2036: 1.1902; 10 2037: 1.2163
|  |  | Escalated with CPI | 1 2028: 3612272.3; 2 2029: 3691742.2906; 3 2030: 3772960.621; 4 2031: 3855965.7547; 5 2032: 3940797.0013; 6 2033: 4027494.5353; 7 2034: 4116099.4151; 8 2035: 4206653.6022; 9 2036: 4299199.9814; 10 2037: 4393782.381
|  |  | Cost per mile escalated | 1 2028: 703872.233; 2 2029: 719357.4222; 3 2030: 735183.2855; 4 2031: 751357.3177; 5 2032: 767887.1787; 6 2033: 784780.6967; 7 2034: 802045.872; 8 2035: 819690.8812; 9 2036: 837724.0806; 10 2037: 856154.0103
|  | Investment year in service |  | 0 | 1 | 2 | 3 | 4 | 5 | 6 | 7 | 8 | 9 | 10 | 11 | 12 | 13 | 14 | 15 | 16 | 17 | 18 | 19 | 20 | 21 | 22 | 23 | 24 | 25 | 26 | 27 | 28 | 29 | 30 | 31 | 32 | 33 | 34 | 35 | 36 | 37 | 38 | 39 | 40 | 41 | 42 | 43 | 44 | 45 | 46 | 47 | 48 | 49 | 50 | 51 | 52 | 53 | 54 | 55 | 56 | 57 | 58 | 59 | 60 | 61 | 62 | 63 | 64 | 65 | 66 | 67 | 68 | 69 | 70 | 71 | 72 | 73 | 74 | 75 | 76 | 77 | 78 | 79 | 80 | 81 | 82 | 83 | 84 | 85 | 86 | 87 | 88 | 89 | 90 | 91 | 92 | 93 | 94 | 95 | 96 | 97 | 98 | 99 | 100
QAQC check |  | 2027 | CAPEX Cost element | 2027 | 2028 | 2029 | 2030 | 2031 | 2032 | 2033 | 2034 | 2035 | 2036 | 2037 | 2038 | 2039 | 2040 | 2041 | 2042 | 2043 | 2044 | 2045 | 2046 | 2047 | 2048 | 2049 | 2050 | 2051 | 2052 | 2053 | 2054 | 2055 | 2056 | 2057 | 2058 | 2059 | 2060 | 2061 | 2062 | 2063 | 2064 | 2065 | 2066 | 2067 | 2068 | 2069 | 2070 | 2071 | 2072 | 2073 | 2074 | 2075 | 2076 | 2077 | 2078 | 2079 | 2080 | 2081 | 2082 | 2083 | 2084 | 2085 | 2086 | 2087 | 2088 | 2089 | 2090 | 2091 | 2092 | 2093 | 2094 | 2095 | 2096 | 2097 | 2098 | 2099 | 2100 | 2101 | 2102 | 2103 | 2104 | 2105 | 2106 | 2107 | 2108 | 2109 | 2110 | 2111 | 2112 | 2113 | 2114 | 2115 | 2116 | 2117 | 2118 | 2119 | 2120 | 2121 | 2122 | 2123 | 2124 | 2125 | 2126 | 2127
3612272.3 |  |  | Book depreciation |  | 72245.446 | 72245.446 | 72245.446 | 72245.446 | 72245.446 | 72245.446 | 72245.446 | 72245.446 | 72245.446 | 72245.446 | 72245.446 | 72245.446 | 72245.446 | 72245.446 | 72245.446 | 72245.446 | 72245.446 | 72245.446 | 72245.446 | 72245.446 | 72245.446 | 72245.446 | 72245.446 | 72245.446 | 72245.446 | 72245.446 | 72245.446 | 72245.446 | 72245.446 | 72245.446 | 72245.446 | 72245.446 | 72245.446 | 72245.446 | 72245.446 | 72245.446 | 72245.446 | 72245.446 | 72245.446 | 72245.446 | 72245.446 | 72245.446 | 72245.446 | 72245.446 | 72245.446 | 72245.446 | 72245.446 | 72245.446 | 72245.446 | 72245.446 | 0 | 0 | 0 | 0 | 0 | 0 | 0 | 0 | 0 | 0 | 0 | 0 | 0 | 0 | 0 | 0 | 0 | 0 | 0 | 0 | 0 | 0 | 0 | 0 | 0 | 0 | 0 | 0 | 0 | 0 | 0 | 0 | 0 | 0 | 0 | 0 | 0 | 0 | 0 | 0 | 0 | 0 | 0 | 0 | 0 | 0 | 0 | 0 | 0 | 0
|  |  | Plant in Service | 3612272.3 | 3612272.3 | 3612272.3 | 3612272.3 | 3612272.3 | 3612272.3 | 3612272.3 | 3612272.3 | 3612272.3 | 3612272.3 | 3612272.3 | 3612272.3 | 3612272.3 | 3612272.3 | 3612272.3 | 3612272.3 | 3612272.3 | 3612272.3 | 3612272.3 | 3612272.3 | 3612272.3 | 3612272.3 | 3612272.3 | 3612272.3 | 3612272.3 | 3612272.3 | 3612272.3 | 3612272.3 | 3612272.3 | 3612272.3 | 3612272.3 | 3612272.3 | 3612272.3 | 3612272.3 | 3612272.3 | 3612272.3 | 3612272.3 | 3612272.3 | 3612272.3 | 3612272.3 | 3612272.3 | 3612272.3 | 3612272.3 | 3612272.3 | 3612272.3 | 3612272.3 | 3612272.3 | 3612272.3 | 3612272.3 | 3612272.3 | 3612272.3 | 0 | 0 | 0 | 0 | 0 | 0 | 0 | 0 | 0 | 0 | 0 | 0 | 0 | 0 | 0 | 0 | 0 | 0 | 0 | 0 | 0 | 0 | 0 | 0 | 0 | 0 | 0 | 0 | 0 | 0 | 0 | 0 | 0 | 0 | 0 | 0 | 0 | 0 | 0 | 0 | 0 | 0 | 0 | 0 | 0 | 0 | 0 | 0 | 0 | 0
|  |  | Accumulated Depreciation |  | -72245.446 | -144490.892 | -216736.338 | -288981.784 | -361227.23 | -433472.676 | -505718.122 | -577963.568 | -650209.014 | -722454.46 | -794699.906 | -866945.352 | -939190.798 | -1011436.244 | -1083681.69 | -1155927.136 | -1228172.582 | -1300418.028 | -1372663.474 | -1444908.92 | -1517154.366 | -1589399.812 | -1661645.258 | -1733890.704 | -1806136.15 | -1878381.596 | -1950627.042 | -2022872.488 | -2095117.934 | -2167363.38 | -2239608.826 | -2311854.272 | -2384099.718 | -2456345.164 | -2528590.61 | -2600836.056 | -2673081.502 | -2745326.948 | -2817572.394 | -2889817.84 | -2962063.286 | -3034308.732 | -3106554.178 | -3178799.624 | -3251045.07 | -3323290.516 | -3395535.962 | -3467781.408 | -3540026.854 | -3612272.3 | 0 | 0 | 0 | 0 | 0 | 0 | 0 | 0 | 0 | 0 | 0 | 0 | 0 | 0 | 0 | 0 | 0 | 0 | 0 | 0 | 0 | 0 | 0 | 0 | 0 | 0 | 0 | 0 | 0 | 0 | 0 | 0 | 0 | 0 | 0 | 0 | 0 | 0 | 0 | 0 | 0 | 0 | 0 | 0 | 0 | 0 | 0 | 0 | 0 | 0
|  |  | Net Plant (b.o.y.) |  | 3612272.3 | 3540026.854 | 3467781.408 | 3395535.962 | 3323290.516 | 3251045.07 | 3178799.624 | 3106554.178 | 3034308.732 | 2962063.286 | 2889817.84 | 2817572.394 | 2745326.948 | 2673081.502 | 2600836.056 | 2528590.61 | 2456345.164 | 2384099.718 | 2311854.272 | 2239608.826 | 2167363.38 | 2095117.934 | 2022872.488 | 1950627.042 | 1878381.596 | 1806136.15 | 1733890.704 | 1661645.258 | 1589399.812 | 1517154.366 | 1444908.92 | 1372663.474 | 1300418.028 | 1228172.582 | 1155927.136 | 1083681.69 | 1011436.244 | 939190.798 | 866945.352 | 794699.906 | 722454.46 | 650209.014 | 577963.568 | 505718.122 | 433472.676 | 361227.23 | 288981.784 | 216736.338 | 144490.892 | 72245.446 | 0 | 0 | 0 | 0 | 0 | 0 | 0 | 0 | 0 | 0 | 0 | 0 | 0 | 0 | 0 | 0 | 0 | 0 | 0 | 0 | 0 | 0 | 0 | 0 | 0 | 0 | 0 | 0 | 0 | 0 | 0 | 0 | 0 | 0 | 0 | 0 | 0 | 0 | 0 | 0 | 0 | 0 | 0 | 0 | 0 | 0 | 0 | 0 | 0 | 0
|  |  | Net Plant (e.o.y.) | 3612272.3 | 3540026.854 | 3467781.408 | 3395535.962 | 3323290.516 | 3251045.07 | 3178799.624 | 3106554.178 | 3034308.732 | 2962063.286 | 2889817.84 | 2817572.394 | 2745326.948 | 2673081.502 | 2600836.056 | 2528590.61 | 2456345.164 | 2384099.718 | 2311854.272 | 2239608.826 | 2167363.38 | 2095117.934 | 2022872.488 | 1950627.042 | 1878381.596 | 1806136.15 | 1733890.704 | 1661645.258 | 1589399.812 | 1517154.366 | 1444908.92 | 1372663.474 | 1300418.028 | 1228172.582 | 1155927.136 | 1083681.69 | 1011436.244 | 939190.798 | 866945.352 | 794699.906 | 722454.46 | 650209.014 | 577963.568 | 505718.122 | 433472.676 | 361227.23 | 288981.784 | 216736.338 | 144490.892 | 72245.446 | 0 | 0 | 0 | 0 | 0 | 0 | 0 | 0 | 0 | 0 | 0 | 0 | 0 | 0 | 0 | 0 | 0 | 0 | 0 | 0 | 0 | 0 | 0 | 0 | 0 | 0 | 0 | 0 | 0 | 0 | 0 | 0 | 0 | 0 | 0 | 0 | 0 | 0 | 0 | 0 | 0 | 0 | 0 | 0 | 0 | 0 | 0 | 0 | 0 | 0 | 0
|  |  | MACRS depreciation |  | 135460.2112 | 260769.9373 | 241191.4215 | 223130.06 | 206369.1165 | 190908.5911 | 176567.87 | 163346.9534 | 161179.59 | 161143.4673 | 161179.59 | 161143.4673 | 161179.59 | 161143.4673 | 161179.59 | 161143.4673 | 161179.59 | 161143.4673 | 161179.59 | 161143.4673 | 80589.795 | 0 | 0 | 0 | 0 | 0 | 0 | 0 | 0 | 0 | 0 | 0 | 0 | 0 | 0 | 0 | 0 | 0 | 0 | 0 | 0 | 0 | 0 | 0 | 0 | 0 | 0 | 0 | 0 | 0 | 0 | 0 | 0 | 0 | 0 | 0 | 0 | 0 | 0 | 0 | 0 | 0 | 0 | 0 | 0 | 0 | 0 | 0 | 0 | 0 | 0 | 0 | 0 | 0 | 0 | 0 | 0 | 0 | 0 | 0 | 0 | 0 | 0 | 0 | 0 | 0 | 0 | 0 | 0 | 0 | 0 | 0 | 0 | 0 | 0 | 0 | 0 | 0 | 0 | 0
|  |  | ADIT (b.o.y.) |  | 0 | -17519.9722 | -69769.535 | -116592.9121 | -158410.5828 | -195582.9581 | -228470.4488 | -257383.4086 | -282632.1914 | -307280.2894 | -331918.376 | -356566.474 | -381204.5606 | -405852.6586 | -430490.7452 | -455138.8432 | -479776.9298 | -504425.0279 | -529063.1145 | -553711.2125 | -578349.2991 | -580661.9354 | -560639.11 | -540616.2847 | -520593.4593 | -500570.634 | -480547.8086 | -460524.9833 | -440502.1579 | -420479.3325 | -400456.5072 | -380433.6818 | -360410.8565 | -340388.0311 | -320365.2057 | -300342.3804 | -280319.555 | -260296.7297 | -240273.9043 | -220251.0789 | -200228.2536 | -180205.4282 | -160182.6029 | -140159.7775 | -120136.9522 | -100114.1268 | -80091.3014 | -60068.4761 | -40045.6507 | -20022.8254 | 2.2555e-10 | 2.2555e-10 | 2.2555e-10 | 2.2555e-10 | 2.2555e-10 | 2.2555e-10 | 2.2555e-10 | 2.2555e-10 | 2.2555e-10 | 2.2555e-10 | 2.2555e-10 | 2.2555e-10 | 2.2555e-10 | 2.2555e-10 | 2.2555e-10 | 2.2555e-10 | 2.2555e-10 | 2.2555e-10 | 2.2555e-10 | 2.2555e-10 | 2.2555e-10 | 2.2555e-10 | 2.2555e-10 | 2.2555e-10 | 2.2555e-10 | 2.2555e-10 | 2.2555e-10 | 2.2555e-10 | 2.2555e-10 | 2.2555e-10 | 2.2555e-10 | 2.2555e-10 | 2.2555e-10 | 2.2555e-10 | 2.2555e-10 | 2.2555e-10 | 2.2555e-10 | 2.2555e-10 | 2.2555e-10 | 2.2555e-10 | 2.2555e-10 | 2.2555e-10 | 2.2555e-10 | 2.2555e-10 | 2.2555e-10 | 2.2555e-10 | 2.2555e-10 | 2.2555e-10 | 2.2555e-10 | 2.2555e-10
|  |  | ADIT (e.o.y.) |  | -17519.9722 | -69769.535 | -116592.9121 | -158410.5828 | -195582.9581 | -228470.4488 | -257383.4086 | -282632.1914 | -307280.2894 | -331918.376 | -356566.474 | -381204.5606 | -405852.6586 | -430490.7452 | -455138.8432 | -479776.9298 | -504425.0279 | -529063.1145 | -553711.2125 | -578349.2991 | -580661.9354 | -560639.11 | -540616.2847 | -520593.4593 | -500570.634 | -480547.8086 | -460524.9833 | -440502.1579 | -420479.3325 | -400456.5072 | -380433.6818 | -360410.8565 | -340388.0311 | -320365.2057 | -300342.3804 | -280319.555 | -260296.7297 | -240273.9043 | -220251.0789 | -200228.2536 | -180205.4282 | -160182.6029 | -140159.7775 | -120136.9522 | -100114.1268 | -80091.3014 | -60068.4761 | -40045.6507 | -20022.8254 | 2.2555e-10 | 2.2555e-10 | 2.2555e-10 | 2.2555e-10 | 2.2555e-10 | 2.2555e-10 | 2.2555e-10 | 2.2555e-10 | 2.2555e-10 | 2.2555e-10 | 2.2555e-10 | 2.2555e-10 | 2.2555e-10 | 2.2555e-10 | 2.2555e-10 | 2.2555e-10 | 2.2555e-10 | 2.2555e-10 | 2.2555e-10 | 2.2555e-10 | 2.2555e-10 | 2.2555e-10 | 2.2555e-10 | 2.2555e-10 | 2.2555e-10 | 2.2555e-10 | 2.2555e-10 | 2.2555e-10 | 2.2555e-10 | 2.2555e-10 | 2.2555e-10 | 2.2555e-10 | 2.2555e-10 | 2.2555e-10 | 2.2555e-10 | 2.2555e-10 | 2.2555e-10 | 2.2555e-10 | 2.2555e-10 | 2.2555e-10 | 2.2555e-10 | 2.2555e-10 | 2.2555e-10 | 2.2555e-10 | 2.2555e-10 | 2.2555e-10 | 2.2555e-10 | 2.2555e-10 | 2.2555e-10 | 2.2555e-10 | 2.2555e-10
|  |  | Net Rate Base |  | 3567389.5909 | 3460259.3774 | 3338477.4615 | 3221911.4916 | 3110171.0225 | 3002895.6436 | 2899749.9723 | 2800423.655 | 2703229.7686 | 2606341.2303 | 2509452.692 | 2412564.1537 | 2315675.6154 | 2218787.0771 | 2121898.5388 | 2025010.0005 | 1928121.4622 | 1831232.9238 | 1734344.3855 | 1637455.8472 | 1551735.0398 | 1488344.6883 | 1436122.0676 | 1383899.447 | 1331676.8263 | 1279454.2057 | 1227231.5851 | 1175008.9644 | 1122786.3438 | 1070563.7231 | 1018341.1025 | 966118.4819 | 913895.8612 | 861673.2406 | 809450.6199 | 757227.9993 | 705005.3787 | 652782.758 | 600560.1374 | 548337.5167 | 496114.8961 | 443892.2754 | 391669.6548 | 339447.0342 | 287224.4135 | 235001.7929 | 182779.1722 | 130556.5516 | 78333.931 | 26111.3103 | 2.2555e-10 | 2.2555e-10 | 2.2555e-10 | 2.2555e-10 | 2.2555e-10 | 2.2555e-10 | 2.2555e-10 | 2.2555e-10 | 2.2555e-10 | 2.2555e-10 | 2.2555e-10 | 2.2555e-10 | 2.2555e-10 | 2.2555e-10 | 2.2555e-10 | 2.2555e-10 | 2.2555e-10 | 2.2555e-10 | 2.2555e-10 | 2.2555e-10 | 2.2555e-10 | 2.2555e-10 | 2.2555e-10 | 2.2555e-10 | 2.2555e-10 | 2.2555e-10 | 2.2555e-10 | 2.2555e-10 | 2.2555e-10 | 2.2555e-10 | 2.2555e-10 | 2.2555e-10 | 2.2555e-10 | 2.2555e-10 | 2.2555e-10 | 2.2555e-10 | 2.2555e-10 | 2.2555e-10 | 2.2555e-10 | 2.2555e-10 | 2.2555e-10 | 2.2555e-10 | 2.2555e-10 | 2.2555e-10 | 2.2555e-10 | 2.2555e-10 | 2.2555e-10 | 2.2555e-10 | 2.2555e-10 | 2.2555e-10
|  |  | Pre-Tax return on rate base |  | 318567.8905 | 309001.1624 | 298126.0373 | 287716.6962 | 277738.2723 | 268158.581 | 258947.6725 | 250077.8324 | 241398.4183 | 232746.2719 | 224094.1254 | 215441.9789 | 206789.8325 | 198137.686 | 189485.5395 | 180833.393 | 172181.2466 | 163529.1001 | 154876.9536 | 146224.8072 | 138569.9391 | 132909.1807 | 128245.7006 | 123582.2206 | 118918.7406 | 114255.2606 | 109591.7805 | 104928.3005 | 100264.8205 | 95601.3405 | 90937.8605 | 86274.3804 | 81610.9004 | 76947.4204 | 72283.9404 | 67620.4603 | 62956.9803 | 58293.5003 | 53630.0203 | 48966.5402 | 44303.0602 | 39639.5802 | 34976.1002 | 30312.6202 | 25649.1401 | 20985.6601 | 16322.1801 | 11658.7001 | 6995.22 | 2331.74 | 2.0142e-11 | 2.0142e-11 | 2.0142e-11 | 2.0142e-11 | 2.0142e-11 | 2.0142e-11 | 2.0142e-11 | 2.0142e-11 | 2.0142e-11 | 2.0142e-11 | 2.0142e-11 | 2.0142e-11 | 2.0142e-11 | 2.0142e-11 | 2.0142e-11 | 2.0142e-11 | 2.0142e-11 | 2.0142e-11 | 2.0142e-11 | 2.0142e-11 | 2.0142e-11 | 2.0142e-11 | 2.0142e-11 | 2.0142e-11 | 2.0142e-11 | 2.0142e-11 | 2.0142e-11 | 2.0142e-11 | 2.0142e-11 | 2.0142e-11 | 2.0142e-11 | 2.0142e-11 | 2.0142e-11 | 2.0142e-11 | 2.0142e-11 | 2.0142e-11 | 2.0142e-11 | 2.0142e-11 | 2.0142e-11 | 2.0142e-11 | 2.0142e-11 | 2.0142e-11 | 2.0142e-11 | 2.0142e-11 | 2.0142e-11 | 2.0142e-11 | 2.0142e-11 | 2.0142e-11 | 2.0142e-11 | 2.0142e-11
|  | Investment year in service |  |  | 0 | 1 | 2 | 3 | 4 | 5 | 6 | 7 | 8 | 9 | 10 | 11 | 12 | 13 | 14 | 15 | 16 | 17 | 18 | 19 | 20 | 21 | 22 | 23 | 24 | 25 | 26 | 27 | 28 | 29 | 30 | 31 | 32 | 33 | 34 | 35 | 36 | 37 | 38 | 39 | 40 | 41 | 42 | 43 | 44 | 45 | 46 | 47 | 48 | 49 | 50 | 51 | 52 | 53 | 54 | 55 | 56 | 57 | 58 | 59 | 60 | 61 | 62 | 63 | 64 | 65 | 66 | 67 | 68 | 69 | 70 | 71 | 72 | 73 | 74 | 75 | 76 | 77 | 78 | 79 | 80 | 81 | 82 | 83 | 84 | 85 | 86 | 87 | 88 | 89 | 90 | 91 | 92 | 93 | 94 | 95 | 96 | 97 | 98 | 99
QAQC check |  | 2028 | CAPEX Cost element | 2027 | 2028 | 2029 | 2030 | 2031 | 2032 | 2033 | 2034 | 2035 | 2036 | 2037 | 2038 | 2039 | 2040 | 2041 | 2042 | 2043 | 2044 | 2045 | 2046 | 2047 | 2048 | 2049 | 2050 | 2051 | 2052 | 2053 | 2054 | 2055 | 2056 | 2057 | 2058 | 2059 | 2060 | 2061 | 2062 | 2063 | 2064 | 2065 | 2066 | 2067 | 2068 | 2069 | 2070 | 2071 | 2072 | 2073 | 2074 | 2075 | 2076 | 2077 | 2078 | 2079 | 2080 | 2081 | 2082 | 2083 | 2084 | 2085 | 2086 | 2087 | 2088 | 2089 | 2090 | 2091 | 2092 | 2093 | 2094 | 2095 | 2096 | 2097 | 2098 | 2099 | 2100 | 2101 | 2102 | 2103 | 2104 | 2105 | 2106 | 2107 | 2108 | 2109 | 2110 | 2111 | 2112 | 2113 | 2114 | 2115 | 2116 | 2117 | 2118 | 2119 | 2120 | 2121 | 2122 | 2123 | 2124 | 2125 | 2126 | 2127
3691742.2906 |  |  | Book depreciation |  |  | 73834.8458 | 73834.8458 | 73834.8458 | 73834.8458 | 73834.8458 | 73834.8458 | 73834.8458 | 73834.8458 | 73834.8458 | 73834.8458 | 73834.8458 | 73834.8458 | 73834.8458 | 73834.8458 | 73834.8458 | 73834.8458 | 73834.8458 | 73834.8458 | 73834.8458 | 73834.8458 | 73834.8458 | 73834.8458 | 73834.8458 | 73834.8458 | 73834.8458 | 73834.8458 | 73834.8458 | 73834.8458 | 73834.8458 | 73834.8458 | 73834.8458 | 73834.8458 | 73834.8458 | 73834.8458 | 73834.8458 | 73834.8458 | 73834.8458 | 73834.8458 | 73834.8458 | 73834.8458 | 73834.8458 | 73834.8458 | 73834.8458 | 73834.8458 | 73834.8458 | 73834.8458 | 73834.8458 | 73834.8458 | 73834.8458 | 73834.8458 | 0 | 0 | 0 | 0 | 0 | 0 | 0 | 0 | 0 | 0 | 0 | 0 | 0 | 0 | 0 | 0 | 0 | 0 | 0 | 0 | 0 | 0 | 0 | 0 | 0 | 0 | 0 | 0 | 0 | 0 | 0 | 0 | 0 | 0 | 0 | 0 | 0 | 0 | 0 | 0 | 0 | 0 | 0 | 0 | 0 | 0 | 0 | 0 | 0
|  |  | Plant in Service |  | 3691742.2906 | 3691742.2906 | 3691742.2906 | 3691742.2906 | 3691742.2906 | 3691742.2906 | 3691742.2906 | 3691742.2906 | 3691742.2906 | 3691742.2906 | 3691742.2906 | 3691742.2906 | 3691742.2906 | 3691742.2906 | 3691742.2906 | 3691742.2906 | 3691742.2906 | 3691742.2906 | 3691742.2906 | 3691742.2906 | 3691742.2906 | 3691742.2906 | 3691742.2906 | 3691742.2906 | 3691742.2906 | 3691742.2906 | 3691742.2906 | 3691742.2906 | 3691742.2906 | 3691742.2906 | 3691742.2906 | 3691742.2906 | 3691742.2906 | 3691742.2906 | 3691742.2906 | 3691742.2906 | 3691742.2906 | 3691742.2906 | 3691742.2906 | 3691742.2906 | 3691742.2906 | 3691742.2906 | 3691742.2906 | 3691742.2906 | 3691742.2906 | 3691742.2906 | 3691742.2906 | 3691742.2906 | 3691742.2906 | 3691742.2906 | 3691742.2906 | 0 | 0 | 0 | 0 | 0 | 0 | 0 | 0 | 0 | 0 | 0 | 0 | 0 | 0 | 0 | 0 | 0 | 0 | 0 | 0 | 0 | 0 | 0 | 0 | 0 | 0 | 0 | 0 | 0 | 0 | 0 | 0 | 0 | 0 | 0 | 0 | 0 | 0 | 0 | 0 | 0 | 0 | 0 | 0 | 0 | 0 | 0 | 0 | 0
|  |  | Accumulated Depreciation |  |  | -73834.8458 | -147669.6916 | -221504.5374 | -295339.3832 | -369174.2291 | -443009.0749 | -516843.9207 | -590678.7665 | -664513.6123 | -738348.4581 | -812183.3039 | -886018.1497 | -959852.9956 | -1033687.8414 | -1107522.6872 | -1181357.533 | -1255192.3788 | -1329027.2246 | -1402862.0704 | -1476696.9162 | -1550531.7621 | -1624366.6079 | -1698201.4537 | -1772036.2995 | -1845871.1453 | -1919705.9911 | -1993540.8369 | -2067375.6827 | -2141210.5285 | -2215045.3744 | -2288880.2202 | -2362715.066 | -2436549.9118 | -2510384.7576 | -2584219.6034 | -2658054.4492 | -2731889.295 | -2805724.1409 | -2879558.9867 | -2953393.8325 | -3027228.6783 | -3101063.5241 | -3174898.3699 | -3248733.2157 | -3322568.0615 | -3396402.9074 | -3470237.7532 | -3544072.599 | -3617907.4448 | -3691742.2906 | 0 | 0 | 0 | 0 | 0 | 0 | 0 | 0 | 0 | 0 | 0 | 0 | 0 | 0 | 0 | 0 | 0 | 0 | 0 | 0 | 0 | 0 | 0 | 0 | 0 | 0 | 0 | 0 | 0 | 0 | 0 | 0 | 0 | 0 | 0 | 0 | 0 | 0 | 0 | 0 | 0 | 0 | 0 | 0 | 0 | 0 | 0 | 0 | 0
|  |  | Net Plant (b.o.y.) |  |  | 3691742.2906 | 3617907.4448 | 3544072.599 | 3470237.7532 | 3396402.9074 | 3322568.0615 | 3248733.2157 | 3174898.3699 | 3101063.5241 | 3027228.6783 | 2953393.8325 | 2879558.9867 | 2805724.1409 | 2731889.295 | 2658054.4492 | 2584219.6034 | 2510384.7576 | 2436549.9118 | 2362715.066 | 2288880.2202 | 2215045.3744 | 2141210.5285 | 2067375.6827 | 1993540.8369 | 1919705.9911 | 1845871.1453 | 1772036.2995 | 1698201.4537 | 1624366.6079 | 1550531.7621 | 1476696.9162 | 1402862.0704 | 1329027.2246 | 1255192.3788 | 1181357.533 | 1107522.6872 | 1033687.8414 | 959852.9956 | 886018.1497 | 812183.3039 | 738348.4581 | 664513.6123 | 590678.7665 | 516843.9207 | 443009.0749 | 369174.2291 | 295339.3832 | 221504.5374 | 147669.6916 | 73834.8458 | 0 | 0 | 0 | 0 | 0 | 0 | 0 | 0 | 0 | 0 | 0 | 0 | 0 | 0 | 0 | 0 | 0 | 0 | 0 | 0 | 0 | 0 | 0 | 0 | 0 | 0 | 0 | 0 | 0 | 0 | 0 | 0 | 0 | 0 | 0 | 0 | 0 | 0 | 0 | 0 | 0 | 0 | 0 | 0 | 0 | 0 | 0 | 0 | 0
|  |  | Net Plant (e.o.y.) |  | 3691742.2906 | 3617907.4448 | 3544072.599 | 3470237.7532 | 3396402.9074 | 3322568.0615 | 3248733.2157 | 3174898.3699 | 3101063.5241 | 3027228.6783 | 2953393.8325 | 2879558.9867 | 2805724.1409 | 2731889.295 | 2658054.4492 | 2584219.6034 | 2510384.7576 | 2436549.9118 | 2362715.066 | 2288880.2202 | 2215045.3744 | 2141210.5285 | 2067375.6827 | 1993540.8369 | 1919705.9911 | 1845871.1453 | 1772036.2995 | 1698201.4537 | 1624366.6079 | 1550531.7621 | 1476696.9162 | 1402862.0704 | 1329027.2246 | 1255192.3788 | 1181357.533 | 1107522.6872 | 1033687.8414 | 959852.9956 | 886018.1497 | 812183.3039 | 738348.4581 | 664513.6123 | 590678.7665 | 516843.9207 | 443009.0749 | 369174.2291 | 295339.3832 | 221504.5374 | 147669.6916 | 73834.8458 | 0 | 0 | 0 | 0 | 0 | 0 | 0 | 0 | 0 | 0 | 0 | 0 | 0 | 0 | 0 | 0 | 0 | 0 | 0 | 0 | 0 | 0 | 0 | 0 | 0 | 0 | 0 | 0 | 0 | 0 | 0 | 0 | 0 | 0 | 0 | 0 | 0 | 0 | 0 | 0 | 0 | 0 | 0 | 0 | 0 | 0 | 0 | 0 | 0 | 0
|  |  | MACRS depreciation |  |  | 138440.3359 | 266506.876 | 246497.6327 | 228038.9213 | 210909.2371 | 195108.5801 | 180452.3632 | 166940.5864 | 164725.541 | 164688.6236 | 164725.541 | 164688.6236 | 164725.541 | 164688.6236 | 164725.541 | 164688.6236 | 164725.541 | 164688.6236 | 164725.541 | 164688.6236 | 82362.7705 | 0 | 0 | 0 | 0 | 0 | 0 | 0 | 0 | 0 | 0 | 0 | 0 | 0 | 0 | 0 | 0 | 0 | 0 | 0 | 0 | 0 | 0 | 0 | 0 | 0 | 0 | 0 | 0 | 0 | 0 | 0 | 0 | 0 | 0 | 0 | 0 | 0 | 0 | 0 | 0 | 0 | 0 | 0 | 0 | 0 | 0 | 0 | 0 | 0 | 0 | 0 | 0 | 0 | 0 | 0 | 0 | 0 | 0 | 0 | 0 | 0 | 0 | 0 | 0 | 0 | 0 | 0 | 0 | 0 | 0 | 0 | 0 | 0 | 0 | 0 | 0 | 0 | 0
|  |  | ADIT (b.o.y.) |  |  | 0 | -17905.4116 | -71304.4647 | -119157.9561 | -161895.6156 | -199885.7832 | -233496.7986 | -263045.8436 | -288850.0996 | -314040.4557 | -339220.5802 | -364410.9364 | -389591.0609 | -414781.4171 | -439961.5416 | -465151.8978 | -490332.0223 | -515522.3785 | -540702.503 | -565892.8591 | -591072.9837 | -593436.498 | -572973.1705 | -552509.843 | -532046.5154 | -511583.1879 | -491119.8604 | -470656.5329 | -450193.2054 | -429729.8779 | -409266.5503 | -388803.2228 | -368339.8953 | -347876.5678 | -327413.2403 | -306949.9128 | -286486.5852 | -266023.2577 | -245559.9302 | -225096.6027 | -204633.2752 | -184169.9477 | -163706.6201 | -143243.2926 | -122779.9651 | -102316.6376 | -81853.3101 | -61389.9826 | -40926.655 | -20463.3275 | 6.6939e-10 | 6.6939e-10 | 6.6939e-10 | 6.6939e-10 | 6.6939e-10 | 6.6939e-10 | 6.6939e-10 | 6.6939e-10 | 6.6939e-10 | 6.6939e-10 | 6.6939e-10 | 6.6939e-10 | 6.6939e-10 | 6.6939e-10 | 6.6939e-10 | 6.6939e-10 | 6.6939e-10 | 6.6939e-10 | 6.6939e-10 | 6.6939e-10 | 6.6939e-10 | 6.6939e-10 | 6.6939e-10 | 6.6939e-10 | 6.6939e-10 | 6.6939e-10 | 6.6939e-10 | 6.6939e-10 | 6.6939e-10 | 6.6939e-10 | 6.6939e-10 | 6.6939e-10 | 6.6939e-10 | 6.6939e-10 | 6.6939e-10 | 6.6939e-10 | 6.6939e-10 | 6.6939e-10 | 6.6939e-10 | 6.6939e-10 | 6.6939e-10 | 6.6939e-10 | 6.6939e-10 | 6.6939e-10 | 6.6939e-10 | 6.6939e-10 | 6.6939e-10 | 6.6939e-10 | 6.6939e-10
|  |  | ADIT (e.o.y.) |  |  | -17905.4116 | -71304.4647 | -119157.9561 | -161895.6156 | -199885.7832 | -233496.7986 | -263045.8436 | -288850.0996 | -314040.4557 | -339220.5802 | -364410.9364 | -389591.0609 | -414781.4171 | -439961.5416 | -465151.8978 | -490332.0223 | -515522.3785 | -540702.503 | -565892.8591 | -591072.9837 | -593436.498 | -572973.1705 | -552509.843 | -532046.5154 | -511583.1879 | -491119.8604 | -470656.5329 | -450193.2054 | -429729.8779 | -409266.5503 | -388803.2228 | -368339.8953 | -347876.5678 | -327413.2403 | -306949.9128 | -286486.5852 | -266023.2577 | -245559.9302 | -225096.6027 | -204633.2752 | -184169.9477 | -163706.6201 | -143243.2926 | -122779.9651 | -102316.6376 | -81853.3101 | -61389.9826 | -40926.655 | -20463.3275 | 6.6939e-10 | 6.6939e-10 | 6.6939e-10 | 6.6939e-10 | 6.6939e-10 | 6.6939e-10 | 6.6939e-10 | 6.6939e-10 | 6.6939e-10 | 6.6939e-10 | 6.6939e-10 | 6.6939e-10 | 6.6939e-10 | 6.6939e-10 | 6.6939e-10 | 6.6939e-10 | 6.6939e-10 | 6.6939e-10 | 6.6939e-10 | 6.6939e-10 | 6.6939e-10 | 6.6939e-10 | 6.6939e-10 | 6.6939e-10 | 6.6939e-10 | 6.6939e-10 | 6.6939e-10 | 6.6939e-10 | 6.6939e-10 | 6.6939e-10 | 6.6939e-10 | 6.6939e-10 | 6.6939e-10 | 6.6939e-10 | 6.6939e-10 | 6.6939e-10 | 6.6939e-10 | 6.6939e-10 | 6.6939e-10 | 6.6939e-10 | 6.6939e-10 | 6.6939e-10 | 6.6939e-10 | 6.6939e-10 | 6.6939e-10 | 6.6939e-10 | 6.6939e-10 | 6.6939e-10 | 6.6939e-10 | 6.6939e-10
|  |  | Net Rate Base |  |  | 3645872.1619 | 3536385.0837 | 3411923.9656 | 3292793.5444 | 3178594.785 | 3068959.3477 | 2963544.4717 | 2862032.9754 | 2762700.8235 | 2663680.7374 | 2564660.6512 | 2465640.5651 | 2366620.4789 | 2267600.3928 | 2168580.3066 | 2069560.2205 | 1970540.1343 | 1871520.0482 | 1772499.962 | 1673479.8759 | 1585873.2106 | 1521088.2714 | 1467716.7531 | 1414345.2348 | 1360973.7165 | 1307602.1982 | 1254230.6799 | 1200859.1616 | 1147487.6433 | 1094116.1251 | 1040744.6068 | 987373.0885 | 934001.5702 | 880630.0519 | 827258.5336 | 773887.0153 | 720515.497 | 667143.9787 | 613772.4604 | 560400.9421 | 507029.4238 | 453657.9055 | 400286.3872 | 346914.8689 | 293543.3506 | 240171.8323 | 186800.314 | 133428.7957 | 80057.2774 | 26685.7591 | 6.6939e-10 | 6.6939e-10 | 6.6939e-10 | 6.6939e-10 | 6.6939e-10 | 6.6939e-10 | 6.6939e-10 | 6.6939e-10 | 6.6939e-10 | 6.6939e-10 | 6.6939e-10 | 6.6939e-10 | 6.6939e-10 | 6.6939e-10 | 6.6939e-10 | 6.6939e-10 | 6.6939e-10 | 6.6939e-10 | 6.6939e-10 | 6.6939e-10 | 6.6939e-10 | 6.6939e-10 | 6.6939e-10 | 6.6939e-10 | 6.6939e-10 | 6.6939e-10 | 6.6939e-10 | 6.6939e-10 | 6.6939e-10 | 6.6939e-10 | 6.6939e-10 | 6.6939e-10 | 6.6939e-10 | 6.6939e-10 | 6.6939e-10 | 6.6939e-10 | 6.6939e-10 | 6.6939e-10 | 6.6939e-10 | 6.6939e-10 | 6.6939e-10 | 6.6939e-10 | 6.6939e-10 | 6.6939e-10 | 6.6939e-10 | 6.6939e-10 | 6.6939e-10 | 6.6939e-10 | 6.6939e-10
|  |  | Pre-Tax return on rate base |  |  | 325576.3841 | 315799.188 | 304684.8101 | 294046.4635 | 283848.5143 | 274058.0698 | 264644.5213 | 255579.5447 | 246709.1835 | 237866.6898 | 229024.1962 | 220181.7025 | 211339.2088 | 202496.7151 | 193654.2214 | 184811.7277 | 175969.234 | 167126.7403 | 158284.2466 | 149441.7529 | 141618.4777 | 135833.1826 | 131067.1061 | 126301.0295 | 121534.9529 | 116768.8763 | 112002.7997 | 107236.7231 | 102470.6466 | 97704.57 | 92938.4934 | 88172.4168 | 83406.3402 | 78640.2636 | 73874.187 | 69108.1105 | 64342.0339 | 59575.9573 | 54809.8807 | 50043.8041 | 45277.7275 | 40511.651 | 35745.5744 | 30979.4978 | 26213.4212 | 21447.3446 | 16681.268 | 11915.1915 | 7149.1149 | 2383.0383 | 5.9776e-11 | 5.9776e-11 | 5.9776e-11 | 5.9776e-11 | 5.9776e-11 | 5.9776e-11 | 5.9776e-11 | 5.9776e-11 | 5.9776e-11 | 5.9776e-11 | 5.9776e-11 | 5.9776e-11 | 5.9776e-11 | 5.9776e-11 | 5.9776e-11 | 5.9776e-11 | 5.9776e-11 | 5.9776e-11 | 5.9776e-11 | 5.9776e-11 | 5.9776e-11 | 5.9776e-11 | 5.9776e-11 | 5.9776e-11 | 5.9776e-11 | 5.9776e-11 | 5.9776e-11 | 5.9776e-11 | 5.9776e-11 | 5.9776e-11 | 5.9776e-11 | 5.9776e-11 | 5.9776e-11 | 5.9776e-11 | 5.9776e-11 | 5.9776e-11 | 5.9776e-11 | 5.9776e-11 | 5.9776e-11 | 5.9776e-11 | 5.9776e-11 | 5.9776e-11 | 5.9776e-11 | 5.9776e-11 | 5.9776e-11 | 5.9776e-11 | 5.9776e-11 | 5.9776e-11 | 5.9776e-11
|  | Investment year in service |  |  |  | 0 | 1 | 2 | 3 | 4 | 5 | 6 | 7 | 8 | 9 | 10 | 11 | 12 | 13 | 14 | 15 | 16 | 17 | 18 | 19 | 20 | 21 | 22 | 23 | 24 | 25 | 26 | 27 | 28 | 29 | 30 | 31 | 32 | 33 | 34 | 35 | 36 | 37 | 38 | 39 | 40 | 41 | 42 | 43 | 44 | 45 | 46 | 47 | 48 | 49 | 50 | 51 | 52 | 53 | 54 | 55 | 56 | 57 | 58 | 59 | 60 | 61 | 62 | 63 | 64 | 65 | 66 | 67 | 68 | 69 | 70 | 71 | 72 | 73 | 74 | 75 | 76 | 77 | 78 | 79 | 80 | 81 | 82 | 83 | 84 | 85 | 86 | 87 | 88 | 89 | 90 | 91 | 92 | 93 | 94 | 95 | 96 | 97 | 98
QAQC check |  | 2029 | CAPEX Cost element | 2027 | 2028 | 2029 | 2030 | 2031 | 2032 | 2033 | 2034 | 2035 | 2036 | 2037 | 2038 | 2039 | 2040 | 2041 | 2042 | 2043 | 2044 | 2045 | 2046 | 2047 | 2048 | 2049 | 2050 | 2051 | 2052 | 2053 | 2054 | 2055 | 2056 | 2057 | 2058 | 2059 | 2060 | 2061 | 2062 | 2063 | 2064 | 2065 | 2066 | 2067 | 2068 | 2069 | 2070 | 2071 | 2072 | 2073 | 2074 | 2075 | 2076 | 2077 | 2078 | 2079 | 2080 | 2081 | 2082 | 2083 | 2084 | 2085 | 2086 | 2087 | 2088 | 2089 | 2090 | 2091 | 2092 | 2093 | 2094 | 2095 | 2096 | 2097 | 2098 | 2099 | 2100 | 2101 | 2102 | 2103 | 2104 | 2105 | 2106 | 2107 | 2108 | 2109 | 2110 | 2111 | 2112 | 2113 | 2114 | 2115 | 2116 | 2117 | 2118 | 2119 | 2120 | 2121 | 2122 | 2123 | 2124 | 2125 | 2126 | 2127
3772960.621 |  |  | Book depreciation |  |  |  | 75459.2124 | 75459.2124 | 75459.2124 | 75459.2124 | 75459.2124 | 75459.2124 | 75459.2124 | 75459.2124 | 75459.2124 | 75459.2124 | 75459.2124 | 75459.2124 | 75459.2124 | 75459.2124 | 75459.2124 | 75459.2124 | 75459.2124 | 75459.2124 | 75459.2124 | 75459.2124 | 75459.2124 | 75459.2124 | 75459.2124 | 75459.2124 | 75459.2124 | 75459.2124 | 75459.2124 | 75459.2124 | 75459.2124 | 75459.2124 | 75459.2124 | 75459.2124 | 75459.2124 | 75459.2124 | 75459.2124 | 75459.2124 | 75459.2124 | 75459.2124 | 75459.2124 | 75459.2124 | 75459.2124 | 75459.2124 | 75459.2124 | 75459.2124 | 75459.2124 | 75459.2124 | 75459.2124 | 75459.2124 | 75459.2124 | 75459.2124 | 0 | 0 | 0 | 0 | 0 | 0 | 0 | 0 | 0 | 0 | 0 | 0 | 0 | 0 | 0 | 0 | 0 | 0 | 0 | 0 | 0 | 0 | 0 | 0 | 0 | 0 | 0 | 0 | 0 | 0 | 0 | 0 | 0 | 0 | 0 | 0 | 0 | 0 | 0 | 0 | 0 | 0 | 0 | 0 | 0 | 0 | 0 | 0
|  |  | Plant in Service |  |  | 3772960.621 | 3772960.621 | 3772960.621 | 3772960.621 | 3772960.621 | 3772960.621 | 3772960.621 | 3772960.621 | 3772960.621 | 3772960.621 | 3772960.621 | 3772960.621 | 3772960.621 | 3772960.621 | 3772960.621 | 3772960.621 | 3772960.621 | 3772960.621 | 3772960.621 | 3772960.621 | 3772960.621 | 3772960.621 | 3772960.621 | 3772960.621 | 3772960.621 | 3772960.621 | 3772960.621 | 3772960.621 | 3772960.621 | 3772960.621 | 3772960.621 | 3772960.621 | 3772960.621 | 3772960.621 | 3772960.621 | 3772960.621 | 3772960.621 | 3772960.621 | 3772960.621 | 3772960.621 | 3772960.621 | 3772960.621 | 3772960.621 | 3772960.621 | 3772960.621 | 3772960.621 | 3772960.621 | 3772960.621 | 3772960.621 | 3772960.621 | 3772960.621 | 0 | 0 | 0 | 0 | 0 | 0 | 0 | 0 | 0 | 0 | 0 | 0 | 0 | 0 | 0 | 0 | 0 | 0 | 0 | 0 | 0 | 0 | 0 | 0 | 0 | 0 | 0 | 0 | 0 | 0 | 0 | 0 | 0 | 0 | 0 | 0 | 0 | 0 | 0 | 0 | 0 | 0 | 0 | 0 | 0 | 0 | 0 | 0
|  |  | Accumulated Depreciation |  |  |  | -75459.2124 | -150918.4248 | -226377.6373 | -301836.8497 | -377296.0621 | -452755.2745 | -528214.4869 | -603673.6994 | -679132.9118 | -754592.1242 | -830051.3366 | -905510.549 | -980969.7615 | -1056428.9739 | -1131888.1863 | -1207347.3987 | -1282806.6111 | -1358265.8236 | -1433725.036 | -1509184.2484 | -1584643.4608 | -1660102.6732 | -1735561.8857 | -1811021.0981 | -1886480.3105 | -1961939.5229 | -2037398.7353 | -2112857.9478 | -2188317.1602 | -2263776.3726 | -2339235.585 | -2414694.7974 | -2490154.0099 | -2565613.2223 | -2641072.4347 | -2716531.6471 | -2791990.8595 | -2867450.072 | -2942909.2844 | -3018368.4968 | -3093827.7092 | -3169286.9216 | -3244746.1341 | -3320205.3465 | -3395664.5589 | -3471123.7713 | -3546582.9837 | -3622042.1962 | -3697501.4086 | -3772960.621 | 0 | 0 | 0 | 0 | 0 | 0 | 0 | 0 | 0 | 0 | 0 | 0 | 0 | 0 | 0 | 0 | 0 | 0 | 0 | 0 | 0 | 0 | 0 | 0 | 0 | 0 | 0 | 0 | 0 | 0 | 0 | 0 | 0 | 0 | 0 | 0 | 0 | 0 | 0 | 0 | 0 | 0 | 0 | 0 | 0 | 0 | 0 | 0
|  |  | Net Plant (b.o.y.) |  |  |  | 3772960.621 | 3697501.4086 | 3622042.1962 | 3546582.9837 | 3471123.7713 | 3395664.5589 | 3320205.3465 | 3244746.1341 | 3169286.9216 | 3093827.7092 | 3018368.4968 | 2942909.2844 | 2867450.072 | 2791990.8595 | 2716531.6471 | 2641072.4347 | 2565613.2223 | 2490154.0099 | 2414694.7974 | 2339235.585 | 2263776.3726 | 2188317.1602 | 2112857.9478 | 2037398.7353 | 1961939.5229 | 1886480.3105 | 1811021.0981 | 1735561.8857 | 1660102.6732 | 1584643.4608 | 1509184.2484 | 1433725.036 | 1358265.8236 | 1282806.6111 | 1207347.3987 | 1131888.1863 | 1056428.9739 | 980969.7615 | 905510.549 | 830051.3366 | 754592.1242 | 679132.9118 | 603673.6994 | 528214.4869 | 452755.2745 | 377296.0621 | 301836.8497 | 226377.6373 | 150918.4248 | 75459.2124 | 4.6566e-09 | 0 | 0 | 0 | 0 | 0 | 0 | 0 | 0 | 0 | 0 | 0 | 0 | 0 | 0 | 0 | 0 | 0 | 0 | 0 | 0 | 0 | 0 | 0 | 0 | 0 | 0 | 0 | 0 | 0 | 0 | 0 | 0 | 0 | 0 | 0 | 0 | 0 | 0 | 0 | 0 | 0 | 0 | 0 | 0 | 0 | 0 | 0
|  |  | Net Plant (e.o.y.) |  |  | 3772960.621 | 3697501.4086 | 3622042.1962 | 3546582.9837 | 3471123.7713 | 3395664.5589 | 3320205.3465 | 3244746.1341 | 3169286.9216 | 3093827.7092 | 3018368.4968 | 2942909.2844 | 2867450.072 | 2791990.8595 | 2716531.6471 | 2641072.4347 | 2565613.2223 | 2490154.0099 | 2414694.7974 | 2339235.585 | 2263776.3726 | 2188317.1602 | 2112857.9478 | 2037398.7353 | 1961939.5229 | 1886480.3105 | 1811021.0981 | 1735561.8857 | 1660102.6732 | 1584643.4608 | 1509184.2484 | 1433725.036 | 1358265.8236 | 1282806.6111 | 1207347.3987 | 1131888.1863 | 1056428.9739 | 980969.7615 | 905510.549 | 830051.3366 | 754592.1242 | 679132.9118 | 603673.6994 | 528214.4869 | 452755.2745 | 377296.0621 | 301836.8497 | 226377.6373 | 150918.4248 | 75459.2124 | 4.6566e-09 | 0 | 0 | 0 | 0 | 0 | 0 | 0 | 0 | 0 | 0 | 0 | 0 | 0 | 0 | 0 | 0 | 0 | 0 | 0 | 0 | 0 | 0 | 0 | 0 | 0 | 0 | 0 | 0 | 0 | 0 | 0 | 0 | 0 | 0 | 0 | 0 | 0 | 0 | 0 | 0 | 0 | 0 | 0 | 0 | 0 | 0 | 0 | 0
|  |  | MACRS depreciation |  |  |  | 141486.0233 | 272370.0272 | 251920.5807 | 233055.7776 | 215549.2403 | 199400.9688 | 184422.3152 | 170613.2793 | 168349.5029 | 168311.7733 | 168349.5029 | 168311.7733 | 168349.5029 | 168311.7733 | 168349.5029 | 168311.7733 | 168349.5029 | 168311.7733 | 168349.5029 | 168311.7733 | 84174.7515 | 0 | 0 | 0 | 0 | 0 | 0 | 0 | 0 | 0 | 0 | 0 | 0 | 0 | 0 | 0 | 0 | 0 | 0 | 0 | 0 | 0 | 0 | 0 | 0 | 0 | 0 | 0 | 0 | 0 | 0 | 0 | 0 | 0 | 0 | 0 | 0 | 0 | 0 | 0 | 0 | 0 | 0 | 0 | 0 | 0 | 0 | 0 | 0 | 0 | 0 | 0 | 0 | 0 | 0 | 0 | 0 | 0 | 0 | 0 | 0 | 0 | 0 | 0 | 0 | 0 | 0 | 0 | 0 | 0 | 0 | 0 | 0 | 0 | 0 | 0 | 0 | 0
|  |  | ADIT (b.o.y.) |  |  |  | 0 | -18299.3306 | -72873.163 | -121779.4312 | -165457.3192 | -204283.2704 | -238633.7282 | -268832.8521 | -295204.8018 | -320949.3458 | -346683.433 | -372427.977 | -398162.0643 | -423906.6083 | -449640.6955 | -475385.2395 | -501119.3268 | -526863.8708 | -552597.958 | -578342.5021 | -604076.5893 | -606492.1009 | -585578.5802 | -564665.0595 | -543751.5388 | -522838.0181 | -501924.4973 | -481010.9766 | -460097.4559 | -439183.9352 | -418270.4144 | -397356.8937 | -376443.373 | -355529.8523 | -334616.3316 | -313702.8108 | -292789.2901 | -271875.7694 | -250962.2487 | -230048.7279 | -209135.2072 | -188221.6865 | -167308.1658 | -146394.6451 | -125481.1243 | -104567.6036 | -83654.0829 | -62740.5622 | -41827.0414 | -20913.5207 | -1.3097e-10 | -1.3097e-10 | -1.3097e-10 | -1.3097e-10 | -1.3097e-10 | -1.3097e-10 | -1.3097e-10 | -1.3097e-10 | -1.3097e-10 | -1.3097e-10 | -1.3097e-10 | -1.3097e-10 | -1.3097e-10 | -1.3097e-10 | -1.3097e-10 | -1.3097e-10 | -1.3097e-10 | -1.3097e-10 | -1.3097e-10 | -1.3097e-10 | -1.3097e-10 | -1.3097e-10 | -1.3097e-10 | -1.3097e-10 | -1.3097e-10 | -1.3097e-10 | -1.3097e-10 | -1.3097e-10 | -1.3097e-10 | -1.3097e-10 | -1.3097e-10 | -1.3097e-10 | -1.3097e-10 | -1.3097e-10 | -1.3097e-10 | -1.3097e-10 | -1.3097e-10 | -1.3097e-10 | -1.3097e-10 | -1.3097e-10 | -1.3097e-10 | -1.3097e-10 | -1.3097e-10 | -1.3097e-10 | -1.3097e-10 | -1.3097e-10 | -1.3097e-10 | -1.3097e-10
|  |  | ADIT (e.o.y.) |  |  |  | -18299.3306 | -72873.163 | -121779.4312 | -165457.3192 | -204283.2704 | -238633.7282 | -268832.8521 | -295204.8018 | -320949.3458 | -346683.433 | -372427.977 | -398162.0643 | -423906.6083 | -449640.6955 | -475385.2395 | -501119.3268 | -526863.8708 | -552597.958 | -578342.5021 | -604076.5893 | -606492.1009 | -585578.5802 | -564665.0595 | -543751.5388 | -522838.0181 | -501924.4973 | -481010.9766 | -460097.4559 | -439183.9352 | -418270.4144 | -397356.8937 | -376443.373 | -355529.8523 | -334616.3316 | -313702.8108 | -292789.2901 | -271875.7694 | -250962.2487 | -230048.7279 | -209135.2072 | -188221.6865 | -167308.1658 | -146394.6451 | -125481.1243 | -104567.6036 | -83654.0829 | -62740.5622 | -41827.0414 | -20913.5207 | -1.3097e-10 | -1.3097e-10 | -1.3097e-10 | -1.3097e-10 | -1.3097e-10 | -1.3097e-10 | -1.3097e-10 | -1.3097e-10 | -1.3097e-10 | -1.3097e-10 | -1.3097e-10 | -1.3097e-10 | -1.3097e-10 | -1.3097e-10 | -1.3097e-10 | -1.3097e-10 | -1.3097e-10 | -1.3097e-10 | -1.3097e-10 | -1.3097e-10 | -1.3097e-10 | -1.3097e-10 | -1.3097e-10 | -1.3097e-10 | -1.3097e-10 | -1.3097e-10 | -1.3097e-10 | -1.3097e-10 | -1.3097e-10 | -1.3097e-10 | -1.3097e-10 | -1.3097e-10 | -1.3097e-10 | -1.3097e-10 | -1.3097e-10 | -1.3097e-10 | -1.3097e-10 | -1.3097e-10 | -1.3097e-10 | -1.3097e-10 | -1.3097e-10 | -1.3097e-10 | -1.3097e-10 | -1.3097e-10 | -1.3097e-10 | -1.3097e-10 | -1.3097e-10 | -1.3097e-10 | -1.3097e-10
|  |  | Net Rate Base |  |  |  | 3726081.3495 | 3614185.5556 | 3486986.2929 | 3365235.0023 | 3248523.8703 | 3136476.4534 | 3028742.4501 | 2924997.7009 | 2823480.2417 | 2722281.7136 | 2621083.1856 | 2519884.6575 | 2418686.1295 | 2317487.6014 | 2216289.0734 | 2115090.5453 | 2013892.0173 | 1912693.4892 | 1811494.9612 | 1710296.4331 | 1620762.4213 | 1554552.2134 | 1500006.5217 | 1445460.83 | 1390915.1383 | 1336369.4466 | 1281823.7549 | 1227278.0632 | 1172732.3715 | 1118186.6798 | 1063640.9881 | 1009095.2964 | 954549.6047 | 900003.913 | 845458.2213 | 790912.5296 | 736366.8379 | 681821.1462 | 627275.4545 | 572729.7628 | 518184.0711 | 463638.3794 | 409092.6877 | 354546.996 | 300001.3043 | 245455.6126 | 190909.9209 | 136364.2292 | 81818.5375 | 27272.8458 | 2.1973e-09 | -1.3097e-10 | -1.3097e-10 | -1.3097e-10 | -1.3097e-10 | -1.3097e-10 | -1.3097e-10 | -1.3097e-10 | -1.3097e-10 | -1.3097e-10 | -1.3097e-10 | -1.3097e-10 | -1.3097e-10 | -1.3097e-10 | -1.3097e-10 | -1.3097e-10 | -1.3097e-10 | -1.3097e-10 | -1.3097e-10 | -1.3097e-10 | -1.3097e-10 | -1.3097e-10 | -1.3097e-10 | -1.3097e-10 | -1.3097e-10 | -1.3097e-10 | -1.3097e-10 | -1.3097e-10 | -1.3097e-10 | -1.3097e-10 | -1.3097e-10 | -1.3097e-10 | -1.3097e-10 | -1.3097e-10 | -1.3097e-10 | -1.3097e-10 | -1.3097e-10 | -1.3097e-10 | -1.3097e-10 | -1.3097e-10 | -1.3097e-10 | -1.3097e-10 | -1.3097e-10 | -1.3097e-10 | -1.3097e-10 | -1.3097e-10 | -1.3097e-10 | -1.3097e-10
|  |  | Pre-Tax return on rate base |  |  |  | 332739.0645 | 322746.7701 | 311387.876 | 300515.4857 | 290093.1816 | 280087.3473 | 270466.7008 | 261202.2947 | 252136.7856 | 243099.757 | 234062.7285 | 225025.6999 | 215988.6714 | 206951.6428 | 197914.6143 | 188877.5857 | 179840.5571 | 170803.5286 | 161766.5 | 152729.4715 | 144734.0842 | 138821.5127 | 133950.5824 | 129079.6521 | 124208.7218 | 119337.7916 | 114466.8613 | 109595.931 | 104725.0008 | 99854.0705 | 94983.1402 | 90112.21 | 85241.2797 | 80370.3494 | 75499.4192 | 70628.4889 | 65757.5586 | 60886.6284 | 56015.6981 | 51144.7678 | 46273.8376 | 41402.9073 | 36531.977 | 31661.0467 | 26790.1165 | 21919.1862 | 17048.2559 | 12177.3257 | 7306.3954 | 2435.4651 | 1.9622e-10 | -1.1695e-11 | -1.1695e-11 | -1.1695e-11 | -1.1695e-11 | -1.1695e-11 | -1.1695e-11 | -1.1695e-11 | -1.1695e-11 | -1.1695e-11 | -1.1695e-11 | -1.1695e-11 | -1.1695e-11 | -1.1695e-11 | -1.1695e-11 | -1.1695e-11 | -1.1695e-11 | -1.1695e-11 | -1.1695e-11 | -1.1695e-11 | -1.1695e-11 | -1.1695e-11 | -1.1695e-11 | -1.1695e-11 | -1.1695e-11 | -1.1695e-11 | -1.1695e-11 | -1.1695e-11 | -1.1695e-11 | -1.1695e-11 | -1.1695e-11 | -1.1695e-11 | -1.1695e-11 | -1.1695e-11 | -1.1695e-11 | -1.1695e-11 | -1.1695e-11 | -1.1695e-11 | -1.1695e-11 | -1.1695e-11 | -1.1695e-11 | -1.1695e-11 | -1.1695e-11 | -1.1695e-11 | -1.1695e-11 | -1.1695e-11 | -1.1695e-11 | -1.1695e-11
|  | Investment year in service |  |  |  |  | 0 | 1 | 2 | 3 | 4 | 5 | 6 | 7 | 8 | 9 | 10 | 11 | 12 | 13 | 14 | 15 | 16 | 17 | 18 | 19 | 20 | 21 | 22 | 23 | 24 | 25 | 26 | 27 | 28 | 29 | 30 | 31 | 32 | 33 | 34 | 35 | 36 | 37 | 38 | 39 | 40 | 41 | 42 | 43 | 44 | 45 | 46 | 47 | 48 | 49 | 50 | 51 | 52 | 53 | 54 | 55 | 56 | 57 | 58 | 59 | 60 | 61 | 62 | 63 | 64 | 65 | 66 | 67 | 68 | 69 | 70 | 71 | 72 | 73 | 74 | 75 | 76 | 77 | 78 | 79 | 80 | 81 | 82 | 83 | 84 | 85 | 86 | 87 | 88 | 89 | 90 | 91 | 92 | 93 | 94 | 95 | 96 | 97
|  | 2030 | CAPEX Cost element | 2027 | 2028 | 2029 | 2030 | 2031 | 2032 | 2033 | 2034 | 2035 | 2036 | 2037 | 2038 | 2039 | 2040 | 2041 | 2042 | 2043 | 2044 | 2045 | 2046 | 2047 | 2048 | 2049 | 2050 | 2051 | 2052 | 2053 | 2054 | 2055 | 2056 | 2057 | 2058 | 2059 | 2060 | 2061 | 2062 | 2063 | 2064 | 2065 | 2066 | 2067 | 2068 | 2069 | 2070 | 2071 | 2072 | 2073 | 2074 | 2075 | 2076 | 2077 | 2078 | 2079 | 2080 | 2081 | 2082 | 2083 | 2084 | 2085 | 2086 | 2087 | 2088 | 2089 | 2090 | 2091 | 2092 | 2093 | 2094 | 2095 | 2096 | 2097 | 2098 | 2099 | 2100 | 2101 | 2102 | 2103 | 2104 | 2105 | 2106 | 2107 | 2108 | 2109 | 2110 | 2111 | 2112 | 2113 | 2114 | 2115 | 2116 | 2117 | 2118 | 2119 | 2120 | 2121 | 2122 | 2123 | 2124 | 2125 | 2126 | 2127
|  |  | Book depreciation |  |  |  |  | 77119.3151 | 77119.3151 | 77119.3151 | 77119.3151 | 77119.3151 | 77119.3151 | 77119.3151 | 77119.3151 | 77119.3151 | 77119.3151 | 77119.3151 | 77119.3151 | 77119.3151 | 77119.3151 | 77119.3151 | 77119.3151 | 77119.3151 | 77119.3151 | 77119.3151 | 77119.3151 | 77119.3151 | 77119.3151 | 77119.3151 | 77119.3151 | 77119.3151 | 77119.3151 | 77119.3151 | 77119.3151 | 77119.3151 | 77119.3151 | 77119.3151 | 77119.3151 | 77119.3151 | 77119.3151 | 77119.3151 | 77119.3151 | 77119.3151 | 77119.3151 | 77119.3151 | 77119.3151 | 77119.3151 | 77119.3151 | 77119.3151 | 77119.3151 | 77119.3151 | 77119.3151 | 77119.3151 | 77119.3151 | 77119.3151 | 77119.3151 | 0 | 0 | 0 | 0 | 0 | 0 | 0 | 0 | 0 | 0 | 0 | 0 | 0 | 0 | 0 | 0 | 0 | 0 | 0 | 0 | 0 | 0 | 0 | 0 | 0 | 0 | 0 | 0 | 0 | 0 | 0 | 0 | 0 | 0 | 0 | 0 | 0 | 0 | 0 | 0 | 0 | 0 | 0 | 0 | 0 | 0 | 0
|  |  | Plant in Service |  |  |  | 3855965.7547 | 3855965.7547 | 3855965.7547 | 3855965.7547 | 3855965.7547 | 3855965.7547 | 3855965.7547 | 3855965.7547 | 3855965.7547 | 3855965.7547 | 3855965.7547 | 3855965.7547 | 3855965.7547 | 3855965.7547 | 3855965.7547 | 3855965.7547 | 3855965.7547 | 3855965.7547 | 3855965.7547 | 3855965.7547 | 3855965.7547 | 3855965.7547 | 3855965.7547 | 3855965.7547 | 3855965.7547 | 3855965.7547 | 3855965.7547 | 3855965.7547 | 3855965.7547 | 3855965.7547 | 3855965.7547 | 3855965.7547 | 3855965.7547 | 3855965.7547 | 3855965.7547 | 3855965.7547 | 3855965.7547 | 3855965.7547 | 3855965.7547 | 3855965.7547 | 3855965.7547 | 3855965.7547 | 3855965.7547 | 3855965.7547 | 3855965.7547 | 3855965.7547 | 3855965.7547 | 3855965.7547 | 3855965.7547 | 3855965.7547 | 3855965.7547 | 0 | 0 | 0 | 0 | 0 | 0 | 0 | 0 | 0 | 0 | 0 | 0 | 0 | 0 | 0 | 0 | 0 | 0 | 0 | 0 | 0 | 0 | 0 | 0 | 0 | 0 | 0 | 0 | 0 | 0 | 0 | 0 | 0 | 0 | 0 | 0 | 0 | 0 | 0 | 0 | 0 | 0 | 0 | 0 | 0 | 0 | 0
|  |  | Accumulated Depreciation |  |  |  |  | -77119.3151 | -154238.6302 | -231357.9453 | -308477.2604 | -385596.5755 | -462715.8906 | -539835.2057 | -616954.5207 | -694073.8358 | -771193.1509 | -848312.466 | -925431.7811 | -1002551.0962 | -1079670.4113 | -1156789.7264 | -1233909.0415 | -1311028.3566 | -1388147.6717 | -1465266.9868 | -1542386.3019 | -1619505.617 | -1696624.932 | -1773744.2471 | -1850863.5622 | -1927982.8773 | -2005102.1924 | -2082221.5075 | -2159340.8226 | -2236460.1377 | -2313579.4528 | -2390698.7679 | -2467818.083 | -2544937.3981 | -2622056.7132 | -2699176.0283 | -2776295.3434 | -2853414.6584 | -2930533.9735 | -3007653.2886 | -3084772.6037 | -3161891.9188 | -3239011.2339 | -3316130.549 | -3393249.8641 | -3470369.1792 | -3547488.4943 | -3624607.8094 | -3701727.1245 | -3778846.4396 | -3855965.7547 | 0 | 0 | 0 | 0 | 0 | 0 | 0 | 0 | 0 | 0 | 0 | 0 | 0 | 0 | 0 | 0 | 0 | 0 | 0 | 0 | 0 | 0 | 0 | 0 | 0 | 0 | 0 | 0 | 0 | 0 | 0 | 0 | 0 | 0 | 0 | 0 | 0 | 0 | 0 | 0 | 0 | 0 | 0 | 0 | 0 | 0 | 0
|  |  | Net Plant (b.o.y.) |  |  |  |  | 3855965.7547 | 3778846.4396 | 3701727.1245 | 3624607.8094 | 3547488.4943 | 3470369.1792 | 3393249.8641 | 3316130.549 | 3239011.2339 | 3161891.9188 | 3084772.6037 | 3007653.2886 | 2930533.9735 | 2853414.6584 | 2776295.3434 | 2699176.0283 | 2622056.7132 | 2544937.3981 | 2467818.083 | 2390698.7679 | 2313579.4528 | 2236460.1377 | 2159340.8226 | 2082221.5075 | 2005102.1924 | 1927982.8773 | 1850863.5622 | 1773744.2471 | 1696624.932 | 1619505.617 | 1542386.3019 | 1465266.9868 | 1388147.6717 | 1311028.3566 | 1233909.0415 | 1156789.7264 | 1079670.4113 | 1002551.0962 | 925431.7811 | 848312.466 | 771193.1509 | 694073.8358 | 616954.5207 | 539835.2057 | 462715.8906 | 385596.5755 | 308477.2604 | 231357.9453 | 154238.6302 | 77119.3151 | 0 | 0 | 0 | 0 | 0 | 0 | 0 | 0 | 0 | 0 | 0 | 0 | 0 | 0 | 0 | 0 | 0 | 0 | 0 | 0 | 0 | 0 | 0 | 0 | 0 | 0 | 0 | 0 | 0 | 0 | 0 | 0 | 0 | 0 | 0 | 0 | 0 | 0 | 0 | 0 | 0 | 0 | 0 | 0 | 0 | 0 | 0
|  |  | Net Plant (e.o.y.) |  |  |  | 3855965.7547 | 3778846.4396 | 3701727.1245 | 3624607.8094 | 3547488.4943 | 3470369.1792 | 3393249.8641 | 3316130.549 | 3239011.2339 | 3161891.9188 | 3084772.6037 | 3007653.2886 | 2930533.9735 | 2853414.6584 | 2776295.3434 | 2699176.0283 | 2622056.7132 | 2544937.3981 | 2467818.083 | 2390698.7679 | 2313579.4528 | 2236460.1377 | 2159340.8226 | 2082221.5075 | 2005102.1924 | 1927982.8773 | 1850863.5622 | 1773744.2471 | 1696624.932 | 1619505.617 | 1542386.3019 | 1465266.9868 | 1388147.6717 | 1311028.3566 | 1233909.0415 | 1156789.7264 | 1079670.4113 | 1002551.0962 | 925431.7811 | 848312.466 | 771193.1509 | 694073.8358 | 616954.5207 | 539835.2057 | 462715.8906 | 385596.5755 | 308477.2604 | 231357.9453 | 154238.6302 | 77119.3151 | 0 | 0 | 0 | 0 | 0 | 0 | 0 | 0 | 0 | 0 | 0 | 0 | 0 | 0 | 0 | 0 | 0 | 0 | 0 | 0 | 0 | 0 | 0 | 0 | 0 | 0 | 0 | 0 | 0 | 0 | 0 | 0 | 0 | 0 | 0 | 0 | 0 | 0 | 0 | 0 | 0 | 0 | 0 | 0 | 0 | 0 | 0 | 0
|  |  | MACRS depreciation |  |  |  |  | 144598.7158 | 278362.1678 | 257462.8334 | 238183.0047 | 220291.3236 | 203787.7901 | 188479.6061 | 174366.7714 | 172053.192 | 172014.6323 | 172053.192 | 172014.6323 | 172053.192 | 172014.6323 | 172053.192 | 172014.6323 | 172053.192 | 172014.6323 | 172053.192 | 172014.6323 | 86026.596 | 0 | 0 | 0 | 0 | 0 | 0 | 0 | 0 | 0 | 0 | 0 | 0 | 0 | 0 | 0 | 0 | 0 | 0 | 0 | 0 | 0 | 0 | 0 | 0 | 0 | 0 | 0 | 0 | 0 | 0 | 0 | 0 | 0 | 0 | 0 | 0 | 0 | 0 | 0 | 0 | 0 | 0 | 0 | 0 | 0 | 0 | 0 | 0 | 0 | 0 | 0 | 0 | 0 | 0 | 0 | 0 | 0 | 0 | 0 | 0 | 0 | 0 | 0 | 0 | 0 | 0 | 0 | 0 | 0 | 0 | 0 | 0 | 0 | 0 | 0 | 0
|  |  | ADIT (b.o.y.) |  |  |  |  | 0 | -18701.9159 | -74476.3725 | -124458.5787 | -169097.3802 | -208777.5024 | -243883.6702 | -274747.1749 | -301699.3074 | -328010.2314 | -354310.4685 | -380621.3925 | -406921.6297 | -433232.5537 | -459532.7908 | -485843.7148 | -512143.952 | -538454.876 | -564755.1131 | -591066.0371 | -617366.2743 | -619834.9272 | -598461.309 | -577087.6908 | -555714.0726 | -534340.4545 | -512966.8363 | -491593.2181 | -470219.5999 | -448845.9817 | -427472.3636 | -406098.7454 | -384725.1272 | -363351.509 | -341977.8908 | -320604.2727 | -299230.6545 | -277857.0363 | -256483.4181 | -235109.8 | -213736.1818 | -192362.5636 | -170988.9454 | -149615.3272 | -128241.7091 | -106868.0909 | -85494.4727 | -64120.8545 | -42747.2364 | -21373.6182 | 1.2369e-10 | 1.2369e-10 | 1.2369e-10 | 1.2369e-10 | 1.2369e-10 | 1.2369e-10 | 1.2369e-10 | 1.2369e-10 | 1.2369e-10 | 1.2369e-10 | 1.2369e-10 | 1.2369e-10 | 1.2369e-10 | 1.2369e-10 | 1.2369e-10 | 1.2369e-10 | 1.2369e-10 | 1.2369e-10 | 1.2369e-10 | 1.2369e-10 | 1.2369e-10 | 1.2369e-10 | 1.2369e-10 | 1.2369e-10 | 1.2369e-10 | 1.2369e-10 | 1.2369e-10 | 1.2369e-10 | 1.2369e-10 | 1.2369e-10 | 1.2369e-10 | 1.2369e-10 | 1.2369e-10 | 1.2369e-10 | 1.2369e-10 | 1.2369e-10 | 1.2369e-10 | 1.2369e-10 | 1.2369e-10 | 1.2369e-10 | 1.2369e-10 | 1.2369e-10 | 1.2369e-10 | 1.2369e-10 | 1.2369e-10 | 1.2369e-10 | 1.2369e-10
|  |  | ADIT (e.o.y.) |  |  |  |  | -18701.9159 | -74476.3725 | -124458.5787 | -169097.3802 | -208777.5024 | -243883.6702 | -274747.1749 | -301699.3074 | -328010.2314 | -354310.4685 | -380621.3925 | -406921.6297 | -433232.5537 | -459532.7908 | -485843.7148 | -512143.952 | -538454.876 | -564755.1131 | -591066.0371 | -617366.2743 | -619834.9272 | -598461.309 | -577087.6908 | -555714.0726 | -534340.4545 | -512966.8363 | -491593.2181 | -470219.5999 | -448845.9817 | -427472.3636 | -406098.7454 | -384725.1272 | -363351.509 | -341977.8908 | -320604.2727 | -299230.6545 | -277857.0363 | -256483.4181 | -235109.8 | -213736.1818 | -192362.5636 | -170988.9454 | -149615.3272 | -128241.7091 | -106868.0909 | -85494.4727 | -64120.8545 | -42747.2364 | -21373.6182 | 1.2369e-10 | 1.2369e-10 | 1.2369e-10 | 1.2369e-10 | 1.2369e-10 | 1.2369e-10 | 1.2369e-10 | 1.2369e-10 | 1.2369e-10 | 1.2369e-10 | 1.2369e-10 | 1.2369e-10 | 1.2369e-10 | 1.2369e-10 | 1.2369e-10 | 1.2369e-10 | 1.2369e-10 | 1.2369e-10 | 1.2369e-10 | 1.2369e-10 | 1.2369e-10 | 1.2369e-10 | 1.2369e-10 | 1.2369e-10 | 1.2369e-10 | 1.2369e-10 | 1.2369e-10 | 1.2369e-10 | 1.2369e-10 | 1.2369e-10 | 1.2369e-10 | 1.2369e-10 | 1.2369e-10 | 1.2369e-10 | 1.2369e-10 | 1.2369e-10 | 1.2369e-10 | 1.2369e-10 | 1.2369e-10 | 1.2369e-10 | 1.2369e-10 | 1.2369e-10 | 1.2369e-10 | 1.2369e-10 | 1.2369e-10 | 1.2369e-10 | 1.2369e-10 | 1.2369e-10
|  |  | Net Rate Base |  |  |  |  | 3808055.1392 | 3693697.6378 | 3563699.9913 | 3439270.1724 | 3319991.3954 | 3205478.9354 | 3095374.784 | 2989347.6503 | 2885596.807 | 2782171.9113 | 2678747.0157 | 2575322.12 | 2471897.2243 | 2368472.3287 | 2265047.433 | 2161622.5373 | 2058197.6417 | 1954772.746 | 1851347.8503 | 1747922.9547 | 1656419.1945 | 1588752.3621 | 1533006.6652 | 1477260.9682 | 1421515.2713 | 1365769.5744 | 1310023.8775 | 1254278.1806 | 1198532.4837 | 1142786.7868 | 1087041.0898 | 1031295.3929 | 975549.696 | 919803.9991 | 864058.3022 | 808312.6053 | 752566.9084 | 696821.2114 | 641075.5145 | 585329.8176 | 529584.1207 | 473838.4238 | 418092.7269 | 362347.0299 | 306601.333 | 250855.6361 | 195109.9392 | 139364.2423 | 83618.5454 | 27872.8485 | 1.2369e-10 | 1.2369e-10 | 1.2369e-10 | 1.2369e-10 | 1.2369e-10 | 1.2369e-10 | 1.2369e-10 | 1.2369e-10 | 1.2369e-10 | 1.2369e-10 | 1.2369e-10 | 1.2369e-10 | 1.2369e-10 | 1.2369e-10 | 1.2369e-10 | 1.2369e-10 | 1.2369e-10 | 1.2369e-10 | 1.2369e-10 | 1.2369e-10 | 1.2369e-10 | 1.2369e-10 | 1.2369e-10 | 1.2369e-10 | 1.2369e-10 | 1.2369e-10 | 1.2369e-10 | 1.2369e-10 | 1.2369e-10 | 1.2369e-10 | 1.2369e-10 | 1.2369e-10 | 1.2369e-10 | 1.2369e-10 | 1.2369e-10 | 1.2369e-10 | 1.2369e-10 | 1.2369e-10 | 1.2369e-10 | 1.2369e-10 | 1.2369e-10 | 1.2369e-10 | 1.2369e-10 | 1.2369e-10 | 1.2369e-10 | 1.2369e-10 | 1.2369e-10
|  |  | Pre-Tax return on rate base |  |  |  |  | 340059.3239 | 329847.1991 | 318238.4092 | 307126.8264 | 296475.2316 | 286249.2689 | 276416.9682 | 266948.7452 | 257683.7949 | 248447.9517 | 239212.1085 | 229976.2653 | 220740.4221 | 211504.5789 | 202268.7358 | 193032.8926 | 183797.0494 | 174561.2062 | 165325.363 | 156089.5199 | 147918.2341 | 141875.5859 | 136897.4952 | 131919.4045 | 126941.3137 | 121963.223 | 116985.1323 | 112007.0415 | 107028.9508 | 102050.8601 | 97072.7693 | 92094.6786 | 87116.5879 | 82138.4971 | 77160.4064 | 72182.3157 | 67204.2249 | 62226.1342 | 57248.0434 | 52269.9527 | 47291.862 | 42313.7712 | 37335.6805 | 32357.5898 | 27379.499 | 22401.4083 | 17423.3176 | 12445.2268 | 7467.1361 | 2489.0454 | 1.1046e-11 | 1.1046e-11 | 1.1046e-11 | 1.1046e-11 | 1.1046e-11 | 1.1046e-11 | 1.1046e-11 | 1.1046e-11 | 1.1046e-11 | 1.1046e-11 | 1.1046e-11 | 1.1046e-11 | 1.1046e-11 | 1.1046e-11 | 1.1046e-11 | 1.1046e-11 | 1.1046e-11 | 1.1046e-11 | 1.1046e-11 | 1.1046e-11 | 1.1046e-11 | 1.1046e-11 | 1.1046e-11 | 1.1046e-11 | 1.1046e-11 | 1.1046e-11 | 1.1046e-11 | 1.1046e-11 | 1.1046e-11 | 1.1046e-11 | 1.1046e-11 | 1.1046e-11 | 1.1046e-11 | 1.1046e-11 | 1.1046e-11 | 1.1046e-11 | 1.1046e-11 | 1.1046e-11 | 1.1046e-11 | 1.1046e-11 | 1.1046e-11 | 1.1046e-11 | 1.1046e-11 | 1.1046e-11 | 1.1046e-11 | 1.1046e-11 | 1.1046e-11
|  | Investment year in service | [5 empty] | 0 | 1 | 2 | 3 | 4 | 5 | 6 | 7 | 8 | 9 | 10 | 11 | 12 | 13 | 14 | 15 | 16 | 17 | 18 | 19 | 20 | 21 | 22 | 23 | 24 | 25 | 26 | 27 | 28 | 29 | 30 | 31 | 32 | 33 | 34 | 35 | 36 | 37 | 38 | 39 | 40 | 41 | 42 | 43 | 44 | 45 | 46 | 47 | 48 | 49 | 50 | 51 | 52 | 53 | 54 | 55 | 56 | 57 | 58 | 59 | 60 | 61 | 62 | 63 | 64 | 65 | 66 | 67 | 68 | 69 | 70 | 71 | 72 | 73 | 74 | 75 | 76 | 77 | 78 | 79 | 80 | 81 | 82 | 83 | 84 | 85 | 86 | 87 | 88 | 89 | 90 | 91 | 92 | 93 | 94 | 95 | 96
|  | 2031 | CAPEX Cost element | 2027 | 2028 | 2029 | 2030 | 2031 | 2032 | 2033 | 2034 | 2035 | 2036 | 2037 | 2038 | 2039 | 2040 | 2041 | 2042 | 2043 | 2044 | 2045 | 2046 | 2047 | 2048 | 2049 | 2050 | 2051 | 2052 | 2053 | 2054 | 2055 | 2056 | 2057 | 2058 | 2059 | 2060 | 2061 | 2062 | 2063 | 2064 | 2065 | 2066 | 2067 | 2068 | 2069 | 2070 | 2071 | 2072 | 2073 | 2074 | 2075 | 2076 | 2077 | 2078 | 2079 | 2080 | 2081 | 2082 | 2083 | 2084 | 2085 | 2086 | 2087 | 2088 | 2089 | 2090 | 2091 | 2092 | 2093 | 2094 | 2095 | 2096 | 2097 | 2098 | 2099 | 2100 | 2101 | 2102 | 2103 | 2104 | 2105 | 2106 | 2107 | 2108 | 2109 | 2110 | 2111 | 2112 | 2113 | 2114 | 2115 | 2116 | 2117 | 2118 | 2119 | 2120 | 2121 | 2122 | 2123 | 2124 | 2125 | 2126 | 2127
|  |  | Book depreciation | [5 empty] | 78815.94 | 78815.94 | 78815.94 | 78815.94 | 78815.94 | 78815.94 | 78815.94 | 78815.94 | 78815.94 | 78815.94 | 78815.94 | 78815.94 | 78815.94 | 78815.94 | 78815.94 | 78815.94 | 78815.94 | 78815.94 | 78815.94 | 78815.94 | 78815.94 | 78815.94 | 78815.94 | 78815.94 | 78815.94 | 78815.94 | 78815.94 | 78815.94 | 78815.94 | 78815.94 | 78815.94 | 78815.94 | 78815.94 | 78815.94 | 78815.94 | 78815.94 | 78815.94 | 78815.94 | 78815.94 | 78815.94 | 78815.94 | 78815.94 | 78815.94 | 78815.94 | 78815.94 | 78815.94 | 78815.94 | 78815.94 | 78815.94 | 78815.94 | 0 | 0 | 0 | 0 | 0 | 0 | 0 | 0 | 0 | 0 | 0 | 0 | 0 | 0 | 0 | 0 | 0 | 0 | 0 | 0 | 0 | 0 | 0 | 0 | 0 | 0 | 0 | 0 | 0 | 0 | 0 | 0 | 0 | 0 | 0 | 0 | 0 | 0 | 0 | 0 | 0 | 0 | 0 | 0 | 0 | 0
|  |  | Plant in Service |  |  |  |  | 3940797.0013 | 3940797.0013 | 3940797.0013 | 3940797.0013 | 3940797.0013 | 3940797.0013 | 3940797.0013 | 3940797.0013 | 3940797.0013 | 3940797.0013 | 3940797.0013 | 3940797.0013 | 3940797.0013 | 3940797.0013 | 3940797.0013 | 3940797.0013 | 3940797.0013 | 3940797.0013 | 3940797.0013 | 3940797.0013 | 3940797.0013 | 3940797.0013 | 3940797.0013 | 3940797.0013 | 3940797.0013 | 3940797.0013 | 3940797.0013 | 3940797.0013 | 3940797.0013 | 3940797.0013 | 3940797.0013 | 3940797.0013 | 3940797.0013 | 3940797.0013 | 3940797.0013 | 3940797.0013 | 3940797.0013 | 3940797.0013 | 3940797.0013 | 3940797.0013 | 3940797.0013 | 3940797.0013 | 3940797.0013 | 3940797.0013 | 3940797.0013 | 3940797.0013 | 3940797.0013 | 3940797.0013 | 3940797.0013 | 3940797.0013 | 3940797.0013 | 0 | 0 | 0 | 0 | 0 | 0 | 0 | 0 | 0 | 0 | 0 | 0 | 0 | 0 | 0 | 0 | 0 | 0 | 0 | 0 | 0 | 0 | 0 | 0 | 0 | 0 | 0 | 0 | 0 | 0 | 0 | 0 | 0 | 0 | 0 | 0 | 0 | 0 | 0 | 0 | 0 | 0 | 0 | 0 | 0 | 0
|  |  | Accumulated Depreciation | [5 empty] | -78815.94 | -157631.8801 | -236447.8201 | -315263.7601 | -394079.7001 | -472895.6402 | -551711.5802 | -630527.5202 | -709343.4602 | -788159.4003 | -866975.3403 | -945791.2803 | -1024607.2203 | -1103423.1604 | -1182239.1004 | -1261055.0404 | -1339870.9804 | -1418686.9205 | -1497502.8605 | -1576318.8005 | -1655134.7405 | -1733950.6806 | -1812766.6206 | -1891582.5606 | -1970398.5006 | -2049214.4407 | -2128030.3807 | -2206846.3207 | -2285662.2607 | -2364478.2008 | -2443294.1408 | -2522110.0808 | -2600926.0208 | -2679741.9609 | -2758557.9009 | -2837373.8409 | -2916189.7809 | -2995005.721 | -3073821.661 | -3152637.601 | -3231453.541 | -3310269.4811 | -3389085.4211 | -3467901.3611 | -3546717.3011 | -3625533.2412 | -3704349.1812 | -3783165.1212 | -3861981.0612 | -3940797.0013 | 0 | 0 | 0 | 0 | 0 | 0 | 0 | 0 | 0 | 0 | 0 | 0 | 0 | 0 | 0 | 0 | 0 | 0 | 0 | 0 | 0 | 0 | 0 | 0 | 0 | 0 | 0 | 0 | 0 | 0 | 0 | 0 | 0 | 0 | 0 | 0 | 0 | 0 | 0 | 0 | 0 | 0 | 0 | 0 | 0 | 0
|  |  | Net Plant (b.o.y.) | [5 empty] | 3940797.0013 | 3861981.0612 | 3783165.1212 | 3704349.1812 | 3625533.2412 | 3546717.3011 | 3467901.3611 | 3389085.4211 | 3310269.4811 | 3231453.541 | 3152637.601 | 3073821.661 | 2995005.721 | 2916189.7809 | 2837373.8409 | 2758557.9009 | 2679741.9609 | 2600926.0208 | 2522110.0808 | 2443294.1408 | 2364478.2008 | 2285662.2607 | 2206846.3207 | 2128030.3807 | 2049214.4407 | 1970398.5006 | 1891582.5606 | 1812766.6206 | 1733950.6806 | 1655134.7405 | 1576318.8005 | 1497502.8605 | 1418686.9205 | 1339870.9804 | 1261055.0404 | 1182239.1004 | 1103423.1604 | 1024607.2203 | 945791.2803 | 866975.3403 | 788159.4003 | 709343.4602 | 630527.5202 | 551711.5802 | 472895.6402 | 394079.7001 | 315263.7601 | 236447.8201 | 157631.8801 | 78815.94 | 0 | 0 | 0 | 0 | 0 | 0 | 0 | 0 | 0 | 0 | 0 | 0 | 0 | 0 | 0 | 0 | 0 | 0 | 0 | 0 | 0 | 0 | 0 | 0 | 0 | 0 | 0 | 0 | 0 | 0 | 0 | 0 | 0 | 0 | 0 | 0 | 0 | 0 | 0 | 0 | 0 | 0 | 0 | 0 | 0 | 0
|  |  | Net Plant (e.o.y.) |  |  |  |  | 3940797.0013 | 3861981.0612 | 3783165.1212 | 3704349.1812 | 3625533.2412 | 3546717.3011 | 3467901.3611 | 3389085.4211 | 3310269.4811 | 3231453.541 | 3152637.601 | 3073821.661 | 2995005.721 | 2916189.7809 | 2837373.8409 | 2758557.9009 | 2679741.9609 | 2600926.0208 | 2522110.0808 | 2443294.1408 | 2364478.2008 | 2285662.2607 | 2206846.3207 | 2128030.3807 | 2049214.4407 | 1970398.5006 | 1891582.5606 | 1812766.6206 | 1733950.6806 | 1655134.7405 | 1576318.8005 | 1497502.8605 | 1418686.9205 | 1339870.9804 | 1261055.0404 | 1182239.1004 | 1103423.1604 | 1024607.2203 | 945791.2803 | 866975.3403 | 788159.4003 | 709343.4602 | 630527.5202 | 551711.5802 | 472895.6402 | 394079.7001 | 315263.7601 | 236447.8201 | 157631.8801 | 78815.94 | 0 | 0 | 0 | 0 | 0 | 0 | 0 | 0 | 0 | 0 | 0 | 0 | 0 | 0 | 0 | 0 | 0 | 0 | 0 | 0 | 0 | 0 | 0 | 0 | 0 | 0 | 0 | 0 | 0 | 0 | 0 | 0 | 0 | 0 | 0 | 0 | 0 | 0 | 0 | 0 | 0 | 0 | 0 | 0 | 0 | 0 | 0
|  |  | MACRS depreciation | [5 empty] | 147779.8875 | 284486.1355 | 263127.0158 | 243423.0308 | 225137.7327 | 208271.1215 | 192626.1574 | 178202.8404 | 175838.3622 | 175798.9542 | 175838.3622 | 175798.9542 | 175838.3622 | 175798.9542 | 175838.3622 | 175798.9542 | 175838.3622 | 175798.9542 | 175838.3622 | 175798.9542 | 87919.1811 | 0 | 0 | 0 | 0 | 0 | 0 | 0 | 0 | 0 | 0 | 0 | 0 | 0 | 0 | 0 | 0 | 0 | 0 | 0 | 0 | 0 | 0 | 0 | 0 | 0 | 0 | 0 | 0 | 0 | 0 | 0 | 0 | 0 | 0 | 0 | 0 | 0 | 0 | 0 | 0 | 0 | 0 | 0 | 0 | 0 | 0 | 0 | 0 | 0 | 0 | 0 | 0 | 0 | 0 | 0 | 0 | 0 | 0 | 0 | 0 | 0 | 0 | 0 | 0 | 0 | 0 | 0 | 0 | 0 | 0 | 0 | 0 | 0 | 0 | 0
|  |  | ADIT (b.o.y.) | [5 empty] | 0 | -19113.3581 | -76114.8527 | -127196.6674 | -172817.5226 | -213370.6074 | -249249.111 | -280791.6127 | -308336.6922 | -335226.4565 | -362105.2988 | -388995.0632 | -415873.9055 | -442763.6698 | -469642.5122 | -496532.2765 | -523411.1189 | -550300.8832 | -577179.7256 | -604069.4899 | -630948.3323 | -633471.2956 | -611627.4578 | -589783.62 | -567939.7822 | -546095.9444 | -524252.1067 | -502408.2689 | -480564.4311 | -458720.5933 | -436876.7556 | -415032.9178 | -393189.08 | -371345.2422 | -349501.4044 | -327657.5667 | -305813.7289 | -283969.8911 | -262126.0533 | -240282.2156 | -218438.3778 | -196594.54 | -174750.7022 | -152906.8644 | -131063.0267 | -109219.1889 | -87375.3511 | -65531.5133 | -43687.6756 | -21843.8378 | 3.638e-10 | 3.638e-10 | 3.638e-10 | 3.638e-10 | 3.638e-10 | 3.638e-10 | 3.638e-10 | 3.638e-10 | 3.638e-10 | 3.638e-10 | 3.638e-10 | 3.638e-10 | 3.638e-10 | 3.638e-10 | 3.638e-10 | 3.638e-10 | 3.638e-10 | 3.638e-10 | 3.638e-10 | 3.638e-10 | 3.638e-10 | 3.638e-10 | 3.638e-10 | 3.638e-10 | 3.638e-10 | 3.638e-10 | 3.638e-10 | 3.638e-10 | 3.638e-10 | 3.638e-10 | 3.638e-10 | 3.638e-10 | 3.638e-10 | 3.638e-10 | 3.638e-10 | 3.638e-10 | 3.638e-10 | 3.638e-10 | 3.638e-10 | 3.638e-10 | 3.638e-10 | 3.638e-10 | 3.638e-10 | 3.638e-10 | 3.638e-10 | 3.638e-10
|  |  | ADIT (e.o.y.) | [5 empty] | -19113.3581 | -76114.8527 | -127196.6674 | -172817.5226 | -213370.6074 | -249249.111 | -280791.6127 | -308336.6922 | -335226.4565 | -362105.2988 | -388995.0632 | -415873.9055 | -442763.6698 | -469642.5122 | -496532.2765 | -523411.1189 | -550300.8832 | -577179.7256 | -604069.4899 | -630948.3323 | -633471.2956 | -611627.4578 | -589783.62 | -567939.7822 | -546095.9444 | -524252.1067 | -502408.2689 | -480564.4311 | -458720.5933 | -436876.7556 | -415032.9178 | -393189.08 | -371345.2422 | -349501.4044 | -327657.5667 | -305813.7289 | -283969.8911 | -262126.0533 | -240282.2156 | -218438.3778 | -196594.54 | -174750.7022 | -152906.8644 | -131063.0267 | -109219.1889 | -87375.3511 | -65531.5133 | -43687.6756 | -21843.8378 | 3.638e-10 | 3.638e-10 | 3.638e-10 | 3.638e-10 | 3.638e-10 | 3.638e-10 | 3.638e-10 | 3.638e-10 | 3.638e-10 | 3.638e-10 | 3.638e-10 | 3.638e-10 | 3.638e-10 | 3.638e-10 | 3.638e-10 | 3.638e-10 | 3.638e-10 | 3.638e-10 | 3.638e-10 | 3.638e-10 | 3.638e-10 | 3.638e-10 | 3.638e-10 | 3.638e-10 | 3.638e-10 | 3.638e-10 | 3.638e-10 | 3.638e-10 | 3.638e-10 | 3.638e-10 | 3.638e-10 | 3.638e-10 | 3.638e-10 | 3.638e-10 | 3.638e-10 | 3.638e-10 | 3.638e-10 | 3.638e-10 | 3.638e-10 | 3.638e-10 | 3.638e-10 | 3.638e-10 | 3.638e-10 | 3.638e-10 | 3.638e-10 | 3.638e-10 | 3.638e-10
|  |  | Net Rate Base | [5 empty] | 3891832.3522 | 3774958.9858 | 3642101.3911 | 3514934.1162 | 3393031.2061 | 3275999.4719 | 3163473.0293 | 3055113.2986 | 2949079.9367 | 2843379.6934 | 2737679.45 | 2631979.2066 | 2526278.9633 | 2420578.7199 | 2314878.4765 | 2209178.2331 | 2103477.9898 | 1997777.7464 | 1892077.503 | 1786377.2597 | 1692860.4168 | 1623704.914 | 1566732.8118 | 1509760.7096 | 1452788.6073 | 1395816.5051 | 1338844.4028 | 1281872.3006 | 1224900.1983 | 1167928.0961 | 1110955.9938 | 1053983.8916 | 997011.7893 | 940039.6871 | 883067.5848 | 826095.4826 | 769123.3803 | 712151.2781 | 655179.1758 | 598207.0736 | 541234.9713 | 484262.8691 | 427290.7669 | 370318.6646 | 313346.5624 | 256374.4601 | 199402.3579 | 142430.2556 | 85458.1534 | 28486.0511 | 3.638e-10 | 3.638e-10 | 3.638e-10 | 3.638e-10 | 3.638e-10 | 3.638e-10 | 3.638e-10 | 3.638e-10 | 3.638e-10 | 3.638e-10 | 3.638e-10 | 3.638e-10 | 3.638e-10 | 3.638e-10 | 3.638e-10 | 3.638e-10 | 3.638e-10 | 3.638e-10 | 3.638e-10 | 3.638e-10 | 3.638e-10 | 3.638e-10 | 3.638e-10 | 3.638e-10 | 3.638e-10 | 3.638e-10 | 3.638e-10 | 3.638e-10 | 3.638e-10 | 3.638e-10 | 3.638e-10 | 3.638e-10 | 3.638e-10 | 3.638e-10 | 3.638e-10 | 3.638e-10 | 3.638e-10 | 3.638e-10 | 3.638e-10 | 3.638e-10 | 3.638e-10 | 3.638e-10 | 3.638e-10 | 3.638e-10 | 3.638e-10 | 3.638e-10
|  |  | Pre-Tax return on rate base | [5 empty] | 347540.6291 | 337103.8374 | 325239.6542 | 313883.6166 | 302997.6867 | 292546.7528 | 282498.1415 | 272821.6176 | 263352.8384 | 253913.8066 | 244474.7749 | 235035.7432 | 225596.7114 | 216157.6797 | 206718.648 | 197279.6162 | 187840.5845 | 178401.5528 | 168962.521 | 159523.4893 | 151172.4352 | 144996.8488 | 139909.2401 | 134821.6314 | 129734.0226 | 124646.4139 | 119558.8052 | 114471.1964 | 109383.5877 | 104295.979 | 99208.3702 | 94120.7615 | 89033.1528 | 83945.5441 | 78857.9353 | 73770.3266 | 68682.7179 | 63595.1091 | 58507.5004 | 53419.8917 | 48332.2829 | 43244.6742 | 38157.0655 | 33069.4567 | 27981.848 | 22894.2393 | 17806.6306 | 12719.0218 | 7631.4131 | 2543.8044 | 3.2487e-11 | 3.2487e-11 | 3.2487e-11 | 3.2487e-11 | 3.2487e-11 | 3.2487e-11 | 3.2487e-11 | 3.2487e-11 | 3.2487e-11 | 3.2487e-11 | 3.2487e-11 | 3.2487e-11 | 3.2487e-11 | 3.2487e-11 | 3.2487e-11 | 3.2487e-11 | 3.2487e-11 | 3.2487e-11 | 3.2487e-11 | 3.2487e-11 | 3.2487e-11 | 3.2487e-11 | 3.2487e-11 | 3.2487e-11 | 3.2487e-11 | 3.2487e-11 | 3.2487e-11 | 3.2487e-11 | 3.2487e-11 | 3.2487e-11 | 3.2487e-11 | 3.2487e-11 | 3.2487e-11 | 3.2487e-11 | 3.2487e-11 | 3.2487e-11 | 3.2487e-11 | 3.2487e-11 | 3.2487e-11 | 3.2487e-11 | 3.2487e-11 | 3.2487e-11 | 3.2487e-11 | 3.2487e-11 | 3.2487e-11 | 3.2487e-11
|  | Investment year in service | [6 empty] | 0 | 1 | 2 | 3 | 4 | 5 | 6 | 7 | 8 | 9 | 10 | 11 | 12 | 13 | 14 | 15 | 16 | 17 | 18 | 19 | 20 | 21 | 22 | 23 | 24 | 25 | 26 | 27 | 28 | 29 | 30 | 31 | 32 | 33 | 34 | 35 | 36 | 37 | 38 | 39 | 40 | 41 | 42 | 43 | 44 | 45 | 46 | 47 | 48 | 49 | 50 | 51 | 52 | 53 | 54 | 55 | 56 | 57 | 58 | 59 | 60 | 61 | 62 | 63 | 64 | 65 | 66 | 67 | 68 | 69 | 70 | 71 | 72 | 73 | 74 | 75 | 76 | 77 | 78 | 79 | 80 | 81 | 82 | 83 | 84 | 85 | 86 | 87 | 88 | 89 | 90 | 91 | 92 | 93 | 94 | 95
|  | 2032 | CAPEX Cost element | 2027 | 2028 | 2029 | 2030 | 2031 | 2032 | 2033 | 2034 | 2035 | 2036 | 2037 | 2038 | 2039 | 2040 | 2041 | 2042 | 2043 | 2044 | 2045 | 2046 | 2047 | 2048 | 2049 | 2050 | 2051 | 2052 | 2053 | 2054 | 2055 | 2056 | 2057 | 2058 | 2059 | 2060 | 2061 | 2062 | 2063 | 2064 | 2065 | 2066 | 2067 | 2068 | 2069 | 2070 | 2071 | 2072 | 2073 | 2074 | 2075 | 2076 | 2077 | 2078 | 2079 | 2080 | 2081 | 2082 | 2083 | 2084 | 2085 | 2086 | 2087 | 2088 | 2089 | 2090 | 2091 | 2092 | 2093 | 2094 | 2095 | 2096 | 2097 | 2098 | 2099 | 2100 | 2101 | 2102 | 2103 | 2104 | 2105 | 2106 | 2107 | 2108 | 2109 | 2110 | 2111 | 2112 | 2113 | 2114 | 2115 | 2116 | 2117 | 2118 | 2119 | 2120 | 2121 | 2122 | 2123 | 2124 | 2125 | 2126 | 2127
|  |  | Book depreciation | [6 empty] | 80549.8907 | 80549.8907 | 80549.8907 | 80549.8907 | 80549.8907 | 80549.8907 | 80549.8907 | 80549.8907 | 80549.8907 | 80549.8907 | 80549.8907 | 80549.8907 | 80549.8907 | 80549.8907 | 80549.8907 | 80549.8907 | 80549.8907 | 80549.8907 | 80549.8907 | 80549.8907 | 80549.8907 | 80549.8907 | 80549.8907 | 80549.8907 | 80549.8907 | 80549.8907 | 80549.8907 | 80549.8907 | 80549.8907 | 80549.8907 | 80549.8907 | 80549.8907 | 80549.8907 | 80549.8907 | 80549.8907 | 80549.8907 | 80549.8907 | 80549.8907 | 80549.8907 | 80549.8907 | 80549.8907 | 80549.8907 | 80549.8907 | 80549.8907 | 80549.8907 | 80549.8907 | 80549.8907 | 80549.8907 | 80549.8907 | 80549.8907 | 0 | 0 | 0 | 0 | 0 | 0 | 0 | 0 | 0 | 0 | 0 | 0 | 0 | 0 | 0 | 0 | 0 | 0 | 0 | 0 | 0 | 0 | 0 | 0 | 0 | 0 | 0 | 0 | 0 | 0 | 0 | 0 | 0 | 0 | 0 | 0 | 0 | 0 | 0 | 0 | 0 | 0 | 0 | 0 | 0
|  |  | Plant in Service | [5 empty] | 4027494.5353 | 4027494.5353 | 4027494.5353 | 4027494.5353 | 4027494.5353 | 4027494.5353 | 4027494.5353 | 4027494.5353 | 4027494.5353 | 4027494.5353 | 4027494.5353 | 4027494.5353 | 4027494.5353 | 4027494.5353 | 4027494.5353 | 4027494.5353 | 4027494.5353 | 4027494.5353 | 4027494.5353 | 4027494.5353 | 4027494.5353 | 4027494.5353 | 4027494.5353 | 4027494.5353 | 4027494.5353 | 4027494.5353 | 4027494.5353 | 4027494.5353 | 4027494.5353 | 4027494.5353 | 4027494.5353 | 4027494.5353 | 4027494.5353 | 4027494.5353 | 4027494.5353 | 4027494.5353 | 4027494.5353 | 4027494.5353 | 4027494.5353 | 4027494.5353 | 4027494.5353 | 4027494.5353 | 4027494.5353 | 4027494.5353 | 4027494.5353 | 4027494.5353 | 4027494.5353 | 4027494.5353 | 4027494.5353 | 4027494.5353 | 4027494.5353 | 0 | 0 | 0 | 0 | 0 | 0 | 0 | 0 | 0 | 0 | 0 | 0 | 0 | 0 | 0 | 0 | 0 | 0 | 0 | 0 | 0 | 0 | 0 | 0 | 0 | 0 | 0 | 0 | 0 | 0 | 0 | 0 | 0 | 0 | 0 | 0 | 0 | 0 | 0 | 0 | 0 | 0 | 0 | 0 | 0
|  |  | Accumulated Depreciation | [6 empty] | -80549.8907 | -161099.7814 | -241649.6721 | -322199.5628 | -402749.4535 | -483299.3442 | -563849.2349 | -644399.1256 | -724949.0164 | -805498.9071 | -886048.7978 | -966598.6885 | -1047148.5792 | -1127698.4699 | -1208248.3606 | -1288798.2513 | -1369348.142 | -1449898.0327 | -1530447.9234 | -1610997.8141 | -1691547.7048 | -1772097.5955 | -1852647.4862 | -1933197.3769 | -2013747.2676 | -2094297.1583 | -2174847.0491 | -2255396.9398 | -2335946.8305 | -2416496.7212 | -2497046.6119 | -2577596.5026 | -2658146.3933 | -2738696.284 | -2819246.1747 | -2899796.0654 | -2980345.9561 | -3060895.8468 | -3141445.7375 | -3221995.6282 | -3302545.5189 | -3383095.4096 | -3463645.3003 | -3544195.1911 | -3624745.0818 | -3705294.9725 | -3785844.8632 | -3866394.7539 | -3946944.6446 | -4027494.5353 | 0 | 0 | 0 | 0 | 0 | 0 | 0 | 0 | 0 | 0 | 0 | 0 | 0 | 0 | 0 | 0 | 0 | 0 | 0 | 0 | 0 | 0 | 0 | 0 | 0 | 0 | 0 | 0 | 0 | 0 | 0 | 0 | 0 | 0 | 0 | 0 | 0 | 0 | 0 | 0 | 0 | 0 | 0 | 0 | 0
|  |  | Net Plant (b.o.y.) | [6 empty] | 4027494.5353 | 3946944.6446 | 3866394.7539 | 3785844.8632 | 3705294.9725 | 3624745.0818 | 3544195.1911 | 3463645.3003 | 3383095.4096 | 3302545.5189 | 3221995.6282 | 3141445.7375 | 3060895.8468 | 2980345.9561 | 2899796.0654 | 2819246.1747 | 2738696.284 | 2658146.3933 | 2577596.5026 | 2497046.6119 | 2416496.7212 | 2335946.8305 | 2255396.9398 | 2174847.0491 | 2094297.1583 | 2013747.2676 | 1933197.3769 | 1852647.4862 | 1772097.5955 | 1691547.7048 | 1610997.8141 | 1530447.9234 | 1449898.0327 | 1369348.142 | 1288798.2513 | 1208248.3606 | 1127698.4699 | 1047148.5792 | 966598.6885 | 886048.7978 | 805498.9071 | 724949.0164 | 644399.1256 | 563849.2349 | 483299.3442 | 402749.4535 | 322199.5628 | 241649.6721 | 161099.7814 | 80549.8907 | 0 | 0 | 0 | 0 | 0 | 0 | 0 | 0 | 0 | 0 | 0 | 0 | 0 | 0 | 0 | 0 | 0 | 0 | 0 | 0 | 0 | 0 | 0 | 0 | 0 | 0 | 0 | 0 | 0 | 0 | 0 | 0 | 0 | 0 | 0 | 0 | 0 | 0 | 0 | 0 | 0 | 0 | 0 | 0 | 0
|  |  | Net Plant (e.o.y.) | [5 empty] | 4027494.5353 | 3946944.6446 | 3866394.7539 | 3785844.8632 | 3705294.9725 | 3624745.0818 | 3544195.1911 | 3463645.3003 | 3383095.4096 | 3302545.5189 | 3221995.6282 | 3141445.7375 | 3060895.8468 | 2980345.9561 | 2899796.0654 | 2819246.1747 | 2738696.284 | 2658146.3933 | 2577596.5026 | 2497046.6119 | 2416496.7212 | 2335946.8305 | 2255396.9398 | 2174847.0491 | 2094297.1583 | 2013747.2676 | 1933197.3769 | 1852647.4862 | 1772097.5955 | 1691547.7048 | 1610997.8141 | 1530447.9234 | 1449898.0327 | 1369348.142 | 1288798.2513 | 1208248.3606 | 1127698.4699 | 1047148.5792 | 966598.6885 | 886048.7978 | 805498.9071 | 724949.0164 | 644399.1256 | 563849.2349 | 483299.3442 | 402749.4535 | 322199.5628 | 241649.6721 | 161099.7814 | 80549.8907 | 0 | 0 | 0 | 0 | 0 | 0 | 0 | 0 | 0 | 0 | 0 | 0 | 0 | 0 | 0 | 0 | 0 | 0 | 0 | 0 | 0 | 0 | 0 | 0 | 0 | 0 | 0 | 0 | 0 | 0 | 0 | 0 | 0 | 0 | 0 | 0 | 0 | 0 | 0 | 0 | 0 | 0 | 0 | 0 | 0 | 0
|  |  | MACRS depreciation | [6 empty] | 151031.0451 | 290744.8305 | 268915.8101 | 248778.3374 | 230090.7628 | 212853.0862 | 196863.9329 | 182123.3029 | 179706.8062 | 179666.5312 | 179706.8062 | 179666.5312 | 179706.8062 | 179666.5312 | 179706.8062 | 179666.5312 | 179706.8062 | 179666.5312 | 179706.8062 | 179666.5312 | 89853.4031 | 0 | 0 | 0 | 0 | 0 | 0 | 0 | 0 | 0 | 0 | 0 | 0 | 0 | 0 | 0 | 0 | 0 | 0 | 0 | 0 | 0 | 0 | 0 | 0 | 0 | 0 | 0 | 0 | 0 | 0 | 0 | 0 | 0 | 0 | 0 | 0 | 0 | 0 | 0 | 0 | 0 | 0 | 0 | 0 | 0 | 0 | 0 | 0 | 0 | 0 | 0 | 0 | 0 | 0 | 0 | 0 | 0 | 0 | 0 | 0 | 0 | 0 | 0 | 0 | 0 | 0 | 0 | 0 | 0 | 0 | 0 | 0 | 0 | 0
|  |  | ADIT (b.o.y.) | [6 empty] | 0 | -19533.8519 | -77789.3795 | -129994.9941 | -176619.5081 | -218064.7608 | -254732.5914 | -286969.0282 | -315120.0994 | -342601.4385 | -370071.6154 | -397552.9545 | -425023.1315 | -452504.4706 | -479974.6475 | -507455.9866 | -534926.1635 | -562407.5027 | -589877.6796 | -617359.0187 | -644829.1956 | -647407.6641 | -625083.2619 | -602758.8596 | -580434.4574 | -558110.0552 | -535785.653 | -513461.2508 | -491136.8486 | -468812.4464 | -446488.0442 | -424163.642 | -401839.2398 | -379514.8376 | -357190.4353 | -334866.0331 | -312541.6309 | -290217.2287 | -267892.8265 | -245568.4243 | -223244.0221 | -200919.6199 | -178595.2177 | -156270.8155 | -133946.4133 | -111622.011 | -89297.6088 | -66973.2066 | -44648.8044 | -22324.4022 | 2.6193e-10 | 2.6193e-10 | 2.6193e-10 | 2.6193e-10 | 2.6193e-10 | 2.6193e-10 | 2.6193e-10 | 2.6193e-10 | 2.6193e-10 | 2.6193e-10 | 2.6193e-10 | 2.6193e-10 | 2.6193e-10 | 2.6193e-10 | 2.6193e-10 | 2.6193e-10 | 2.6193e-10 | 2.6193e-10 | 2.6193e-10 | 2.6193e-10 | 2.6193e-10 | 2.6193e-10 | 2.6193e-10 | 2.6193e-10 | 2.6193e-10 | 2.6193e-10 | 2.6193e-10 | 2.6193e-10 | 2.6193e-10 | 2.6193e-10 | 2.6193e-10 | 2.6193e-10 | 2.6193e-10 | 2.6193e-10 | 2.6193e-10 | 2.6193e-10 | 2.6193e-10 | 2.6193e-10 | 2.6193e-10 | 2.6193e-10 | 2.6193e-10 | 2.6193e-10 | 2.6193e-10 | 2.6193e-10 | 2.6193e-10
|  |  | ADIT (e.o.y.) | [6 empty] | -19533.8519 | -77789.3795 | -129994.9941 | -176619.5081 | -218064.7608 | -254732.5914 | -286969.0282 | -315120.0994 | -342601.4385 | -370071.6154 | -397552.9545 | -425023.1315 | -452504.4706 | -479974.6475 | -507455.9866 | -534926.1635 | -562407.5027 | -589877.6796 | -617359.0187 | -644829.1956 | -647407.6641 | -625083.2619 | -602758.8596 | -580434.4574 | -558110.0552 | -535785.653 | -513461.2508 | -491136.8486 | -468812.4464 | -446488.0442 | -424163.642 | -401839.2398 | -379514.8376 | -357190.4353 | -334866.0331 | -312541.6309 | -290217.2287 | -267892.8265 | -245568.4243 | -223244.0221 | -200919.6199 | -178595.2177 | -156270.8155 | -133946.4133 | -111622.011 | -89297.6088 | -66973.2066 | -44648.8044 | -22324.4022 | 2.6193e-10 | 2.6193e-10 | 2.6193e-10 | 2.6193e-10 | 2.6193e-10 | 2.6193e-10 | 2.6193e-10 | 2.6193e-10 | 2.6193e-10 | 2.6193e-10 | 2.6193e-10 | 2.6193e-10 | 2.6193e-10 | 2.6193e-10 | 2.6193e-10 | 2.6193e-10 | 2.6193e-10 | 2.6193e-10 | 2.6193e-10 | 2.6193e-10 | 2.6193e-10 | 2.6193e-10 | 2.6193e-10 | 2.6193e-10 | 2.6193e-10 | 2.6193e-10 | 2.6193e-10 | 2.6193e-10 | 2.6193e-10 | 2.6193e-10 | 2.6193e-10 | 2.6193e-10 | 2.6193e-10 | 2.6193e-10 | 2.6193e-10 | 2.6193e-10 | 2.6193e-10 | 2.6193e-10 | 2.6193e-10 | 2.6193e-10 | 2.6193e-10 | 2.6193e-10 | 2.6193e-10 | 2.6193e-10 | 2.6193e-10 | 2.6193e-10
|  |  | Net Rate Base | [6 empty] | 3977452.664 | 3858008.0835 | 3722227.6217 | 3592262.6667 | 3467677.8927 | 3348071.4603 | 3233069.4359 | 3122325.7912 | 3013959.6953 | 2905934.0466 | 2797908.3979 | 2689882.7492 | 2581857.1004 | 2473831.4517 | 2365805.803 | 2257780.1543 | 2149754.5055 | 2041728.8568 | 1933703.2081 | 1825677.5594 | 1730103.346 | 1659426.4222 | 1601200.9337 | 1542975.4452 | 1484749.9567 | 1426524.4682 | 1368298.9797 | 1310073.4912 | 1251848.0027 | 1193622.5142 | 1135397.0257 | 1077171.5372 | 1018946.0487 | 960720.5602 | 902495.0717 | 844269.5832 | 786044.0947 | 727818.6062 | 669593.1177 | 611367.6292 | 553142.1407 | 494916.6522 | 436691.1637 | 378465.6752 | 320240.1867 | 262014.6982 | 203789.2097 | 145563.7212 | 87338.2327 | 29112.7442 | 2.6193e-10 | 2.6193e-10 | 2.6193e-10 | 2.6193e-10 | 2.6193e-10 | 2.6193e-10 | 2.6193e-10 | 2.6193e-10 | 2.6193e-10 | 2.6193e-10 | 2.6193e-10 | 2.6193e-10 | 2.6193e-10 | 2.6193e-10 | 2.6193e-10 | 2.6193e-10 | 2.6193e-10 | 2.6193e-10 | 2.6193e-10 | 2.6193e-10 | 2.6193e-10 | 2.6193e-10 | 2.6193e-10 | 2.6193e-10 | 2.6193e-10 | 2.6193e-10 | 2.6193e-10 | 2.6193e-10 | 2.6193e-10 | 2.6193e-10 | 2.6193e-10 | 2.6193e-10 | 2.6193e-10 | 2.6193e-10 | 2.6193e-10 | 2.6193e-10 | 2.6193e-10 | 2.6193e-10 | 2.6193e-10 | 2.6193e-10 | 2.6193e-10 | 2.6193e-10 | 2.6193e-10 | 2.6193e-10 | 2.6193e-10
|  |  | Pre-Tax return on rate base | [6 empty] | 355186.5229 | 344520.1219 | 332394.9266 | 320789.0561 | 309663.6358 | 298982.7814 | 288713.1006 | 278823.6932 | 269146.6008 | 259499.9104 | 249853.2199 | 240206.5295 | 230559.8391 | 220913.1486 | 211266.4582 | 201619.7678 | 191973.0773 | 182326.3869 | 172679.6965 | 163033.0061 | 154498.2288 | 148186.7795 | 142987.2434 | 137787.7073 | 132588.1711 | 127388.635 | 122189.0989 | 116989.5628 | 111790.0266 | 106590.4905 | 101390.9544 | 96191.4183 | 90991.8821 | 85792.346 | 80592.8099 | 75393.2738 | 70193.7377 | 64994.2015 | 59794.6654 | 54595.1293 | 49395.5932 | 44196.057 | 38996.5209 | 33796.9848 | 28597.4487 | 23397.9126 | 18198.3764 | 12998.8403 | 7799.3042 | 2599.7681 | 2.3391e-11 | 2.3391e-11 | 2.3391e-11 | 2.3391e-11 | 2.3391e-11 | 2.3391e-11 | 2.3391e-11 | 2.3391e-11 | 2.3391e-11 | 2.3391e-11 | 2.3391e-11 | 2.3391e-11 | 2.3391e-11 | 2.3391e-11 | 2.3391e-11 | 2.3391e-11 | 2.3391e-11 | 2.3391e-11 | 2.3391e-11 | 2.3391e-11 | 2.3391e-11 | 2.3391e-11 | 2.3391e-11 | 2.3391e-11 | 2.3391e-11 | 2.3391e-11 | 2.3391e-11 | 2.3391e-11 | 2.3391e-11 | 2.3391e-11 | 2.3391e-11 | 2.3391e-11 | 2.3391e-11 | 2.3391e-11 | 2.3391e-11 | 2.3391e-11 | 2.3391e-11 | 2.3391e-11 | 2.3391e-11 | 2.3391e-11 | 2.3391e-11 | 2.3391e-11 | 2.3391e-11 | 2.3391e-11 | 2.3391e-11
|  | Investment year in service | [7 empty] | 0 | 1 | 2 | 3 | 4 | 5 | 6 | 7 | 8 | 9 | 10 | 11 | 12 | 13 | 14 | 15 | 16 | 17 | 18 | 19 | 20 | 21 | 22 | 23 | 24 | 25 | 26 | 27 | 28 | 29 | 30 | 31 | 32 | 33 | 34 | 35 | 36 | 37 | 38 | 39 | 40 | 41 | 42 | 43 | 44 | 45 | 46 | 47 | 48 | 49 | 50 | 51 | 52 | 53 | 54 | 55 | 56 | 57 | 58 | 59 | 60 | 61 | 62 | 63 | 64 | 65 | 66 | 67 | 68 | 69 | 70 | 71 | 72 | 73 | 74 | 75 | 76 | 77 | 78 | 79 | 80 | 81 | 82 | 83 | 84 | 85 | 86 | 87 | 88 | 89 | 90 | 91 | 92 | 93 | 94
|  | 2033 | CAPEX Cost element | 2027 | 2028 | 2029 | 2030 | 2031 | 2032 | 2033 | 2034 | 2035 | 2036 | 2037 | 2038 | 2039 | 2040 | 2041 | 2042 | 2043 | 2044 | 2045 | 2046 | 2047 | 2048 | 2049 | 2050 | 2051 | 2052 | 2053 | 2054 | 2055 | 2056 | 2057 | 2058 | 2059 | 2060 | 2061 | 2062 | 2063 | 2064 | 2065 | 2066 | 2067 | 2068 | 2069 | 2070 | 2071 | 2072 | 2073 | 2074 | 2075 | 2076 | 2077 | 2078 | 2079 | 2080 | 2081 | 2082 | 2083 | 2084 | 2085 | 2086 | 2087 | 2088 | 2089 | 2090 | 2091 | 2092 | 2093 | 2094 | 2095 | 2096 | 2097 | 2098 | 2099 | 2100 | 2101 | 2102 | 2103 | 2104 | 2105 | 2106 | 2107 | 2108 | 2109 | 2110 | 2111 | 2112 | 2113 | 2114 | 2115 | 2116 | 2117 | 2118 | 2119 | 2120 | 2121 | 2122 | 2123 | 2124 | 2125 | 2126 | 2127
|  |  | Book depreciation | [7 empty] | 82321.9883 | 82321.9883 | 82321.9883 | 82321.9883 | 82321.9883 | 82321.9883 | 82321.9883 | 82321.9883 | 82321.9883 | 82321.9883 | 82321.9883 | 82321.9883 | 82321.9883 | 82321.9883 | 82321.9883 | 82321.9883 | 82321.9883 | 82321.9883 | 82321.9883 | 82321.9883 | 82321.9883 | 82321.9883 | 82321.9883 | 82321.9883 | 82321.9883 | 82321.9883 | 82321.9883 | 82321.9883 | 82321.9883 | 82321.9883 | 82321.9883 | 82321.9883 | 82321.9883 | 82321.9883 | 82321.9883 | 82321.9883 | 82321.9883 | 82321.9883 | 82321.9883 | 82321.9883 | 82321.9883 | 82321.9883 | 82321.9883 | 82321.9883 | 82321.9883 | 82321.9883 | 82321.9883 | 82321.9883 | 82321.9883 | 82321.9883 | 0 | 0 | 0 | 0 | 0 | 0 | 0 | 0 | 0 | 0 | 0 | 0 | 0 | 0 | 0 | 0 | 0 | 0 | 0 | 0 | 0 | 0 | 0 | 0 | 0 | 0 | 0 | 0 | 0 | 0 | 0 | 0 | 0 | 0 | 0 | 0 | 0 | 0 | 0 | 0 | 0 | 0 | 0 | 0
|  |  | Plant in Service | [6 empty] | 4116099.4151 | 4116099.4151 | 4116099.4151 | 4116099.4151 | 4116099.4151 | 4116099.4151 | 4116099.4151 | 4116099.4151 | 4116099.4151 | 4116099.4151 | 4116099.4151 | 4116099.4151 | 4116099.4151 | 4116099.4151 | 4116099.4151 | 4116099.4151 | 4116099.4151 | 4116099.4151 | 4116099.4151 | 4116099.4151 | 4116099.4151 | 4116099.4151 | 4116099.4151 | 4116099.4151 | 4116099.4151 | 4116099.4151 | 4116099.4151 | 4116099.4151 | 4116099.4151 | 4116099.4151 | 4116099.4151 | 4116099.4151 | 4116099.4151 | 4116099.4151 | 4116099.4151 | 4116099.4151 | 4116099.4151 | 4116099.4151 | 4116099.4151 | 4116099.4151 | 4116099.4151 | 4116099.4151 | 4116099.4151 | 4116099.4151 | 4116099.4151 | 4116099.4151 | 4116099.4151 | 4116099.4151 | 4116099.4151 | 4116099.4151 | 4116099.4151 | 0 | 0 | 0 | 0 | 0 | 0 | 0 | 0 | 0 | 0 | 0 | 0 | 0 | 0 | 0 | 0 | 0 | 0 | 0 | 0 | 0 | 0 | 0 | 0 | 0 | 0 | 0 | 0 | 0 | 0 | 0 | 0 | 0 | 0 | 0 | 0 | 0 | 0 | 0 | 0 | 0 | 0 | 0 | 0
|  |  | Accumulated Depreciation | [7 empty] | -82321.9883 | -164643.9766 | -246965.9649 | -329287.9532 | -411609.9415 | -493931.9298 | -576253.9181 | -658575.9064 | -740897.8947 | -823219.883 | -905541.8713 | -987863.8596 | -1070185.8479 | -1152507.8362 | -1234829.8245 | -1317151.8128 | -1399473.8011 | -1481795.7894 | -1564117.7777 | -1646439.766 | -1728761.7543 | -1811083.7426 | -1893405.7309 | -1975727.7192 | -2058049.7075 | -2140371.6958 | -2222693.6841 | -2305015.6724 | -2387337.6607 | -2469659.649 | -2551981.6373 | -2634303.6256 | -2716625.6139 | -2798947.6022 | -2881269.5905 | -2963591.5788 | -3045913.5671 | -3128235.5554 | -3210557.5437 | -3292879.532 | -3375201.5204 | -3457523.5087 | -3539845.497 | -3622167.4853 | -3704489.4736 | -3786811.4619 | -3869133.4502 | -3951455.4385 | -4033777.4268 | -4116099.4151 | 0 | 0 | 0 | 0 | 0 | 0 | 0 | 0 | 0 | 0 | 0 | 0 | 0 | 0 | 0 | 0 | 0 | 0 | 0 | 0 | 0 | 0 | 0 | 0 | 0 | 0 | 0 | 0 | 0 | 0 | 0 | 0 | 0 | 0 | 0 | 0 | 0 | 0 | 0 | 0 | 0 | 0 | 0 | 0
|  |  | Net Plant (b.o.y.) | [7 empty] | 4116099.4151 | 4033777.4268 | 3951455.4385 | 3869133.4502 | 3786811.4619 | 3704489.4736 | 3622167.4853 | 3539845.497 | 3457523.5087 | 3375201.5204 | 3292879.532 | 3210557.5437 | 3128235.5554 | 3045913.5671 | 2963591.5788 | 2881269.5905 | 2798947.6022 | 2716625.6139 | 2634303.6256 | 2551981.6373 | 2469659.649 | 2387337.6607 | 2305015.6724 | 2222693.6841 | 2140371.6958 | 2058049.7075 | 1975727.7192 | 1893405.7309 | 1811083.7426 | 1728761.7543 | 1646439.766 | 1564117.7777 | 1481795.7894 | 1399473.8011 | 1317151.8128 | 1234829.8245 | 1152507.8362 | 1070185.8479 | 987863.8596 | 905541.8713 | 823219.883 | 740897.8947 | 658575.9064 | 576253.9181 | 493931.9298 | 411609.9415 | 329287.9532 | 246965.9649 | 164643.9766 | 82321.9883 | 3.7253e-09 | 0 | 0 | 0 | 0 | 0 | 0 | 0 | 0 | 0 | 0 | 0 | 0 | 0 | 0 | 0 | 0 | 0 | 0 | 0 | 0 | 0 | 0 | 0 | 0 | 0 | 0 | 0 | 0 | 0 | 0 | 0 | 0 | 0 | 0 | 0 | 0 | 0 | 0 | 0 | 0 | 0 | 0 | 0
|  |  | Net Plant (e.o.y.) | [6 empty] | 4116099.4151 | 4033777.4268 | 3951455.4385 | 3869133.4502 | 3786811.4619 | 3704489.4736 | 3622167.4853 | 3539845.497 | 3457523.5087 | 3375201.5204 | 3292879.532 | 3210557.5437 | 3128235.5554 | 3045913.5671 | 2963591.5788 | 2881269.5905 | 2798947.6022 | 2716625.6139 | 2634303.6256 | 2551981.6373 | 2469659.649 | 2387337.6607 | 2305015.6724 | 2222693.6841 | 2140371.6958 | 2058049.7075 | 1975727.7192 | 1893405.7309 | 1811083.7426 | 1728761.7543 | 1646439.766 | 1564117.7777 | 1481795.7894 | 1399473.8011 | 1317151.8128 | 1234829.8245 | 1152507.8362 | 1070185.8479 | 987863.8596 | 905541.8713 | 823219.883 | 740897.8947 | 658575.9064 | 576253.9181 | 493931.9298 | 411609.9415 | 329287.9532 | 246965.9649 | 164643.9766 | 82321.9883 | 3.7253e-09 | 0 | 0 | 0 | 0 | 0 | 0 | 0 | 0 | 0 | 0 | 0 | 0 | 0 | 0 | 0 | 0 | 0 | 0 | 0 | 0 | 0 | 0 | 0 | 0 | 0 | 0 | 0 | 0 | 0 | 0 | 0 | 0 | 0 | 0 | 0 | 0 | 0 | 0 | 0 | 0 | 0 | 0 | 0 | 0
|  |  | MACRS depreciation | [7 empty] | 154353.7281 | 297141.2168 | 274831.9579 | 254251.4609 | 235152.7596 | 217535.8541 | 201194.9394 | 186130.0155 | 183660.3559 | 183619.1949 | 183660.3559 | 183619.1949 | 183660.3559 | 183619.1949 | 183660.3559 | 183619.1949 | 183660.3559 | 183619.1949 | 183660.3559 | 183619.1949 | 91830.178 | 0 | 0 | 0 | 0 | 0 | 0 | 0 | 0 | 0 | 0 | 0 | 0 | 0 | 0 | 0 | 0 | 0 | 0 | 0 | 0 | 0 | 0 | 0 | 0 | 0 | 0 | 0 | 0 | 0 | 0 | 0 | 0 | 0 | 0 | 0 | 0 | 0 | 0 | 0 | 0 | 0 | 0 | 0 | 0 | 0 | 0 | 0 | 0 | 0 | 0 | 0 | 0 | 0 | 0 | 0 | 0 | 0 | 0 | 0 | 0 | 0 | 0 | 0 | 0 | 0 | 0 | 0 | 0 | 0 | 0 | 0 | 0 | 0
|  |  | ADIT (b.o.y.) | [7 empty] | 0 | -19963.5967 | -79500.7458 | -132854.8839 | -180505.1373 | -222862.1855 | -260336.7084 | -293282.3468 | -322052.7416 | -350138.6701 | -378213.191 | -406299.1195 | -434373.6403 | -462459.5689 | -490534.0897 | -518620.0183 | -546694.5391 | -574780.4677 | -602854.9885 | -630940.9171 | -659015.4379 | -661650.6327 | -638835.0936 | -616019.5546 | -593204.0155 | -570388.4764 | -547572.9374 | -524757.3983 | -501941.8593 | -479126.3202 | -456310.7812 | -433495.2421 | -410679.703 | -387864.164 | -365048.6249 | -342233.0859 | -319417.5468 | -296602.0077 | -273786.4687 | -250970.9296 | -228155.3906 | -205339.8515 | -182524.3125 | -159708.7734 | -136893.2343 | -114077.6953 | -91262.1562 | -68446.6172 | -45631.0781 | -22815.5391 | -2.9104e-11 | -2.9104e-11 | -2.9104e-11 | -2.9104e-11 | -2.9104e-11 | -2.9104e-11 | -2.9104e-11 | -2.9104e-11 | -2.9104e-11 | -2.9104e-11 | -2.9104e-11 | -2.9104e-11 | -2.9104e-11 | -2.9104e-11 | -2.9104e-11 | -2.9104e-11 | -2.9104e-11 | -2.9104e-11 | -2.9104e-11 | -2.9104e-11 | -2.9104e-11 | -2.9104e-11 | -2.9104e-11 | -2.9104e-11 | -2.9104e-11 | -2.9104e-11 | -2.9104e-11 | -2.9104e-11 | -2.9104e-11 | -2.9104e-11 | -2.9104e-11 | -2.9104e-11 | -2.9104e-11 | -2.9104e-11 | -2.9104e-11 | -2.9104e-11 | -2.9104e-11 | -2.9104e-11 | -2.9104e-11 | -2.9104e-11 | -2.9104e-11 | -2.9104e-11 | -2.9104e-11 | -2.9104e-11
|  |  | ADIT (e.o.y.) | [7 empty] | -19963.5967 | -79500.7458 | -132854.8839 | -180505.1373 | -222862.1855 | -260336.7084 | -293282.3468 | -322052.7416 | -350138.6701 | -378213.191 | -406299.1195 | -434373.6403 | -462459.5689 | -490534.0897 | -518620.0183 | -546694.5391 | -574780.4677 | -602854.9885 | -630940.9171 | -659015.4379 | -661650.6327 | -638835.0936 | -616019.5546 | -593204.0155 | -570388.4764 | -547572.9374 | -524757.3983 | -501941.8593 | -479126.3202 | -456310.7812 | -433495.2421 | -410679.703 | -387864.164 | -365048.6249 | -342233.0859 | -319417.5468 | -296602.0077 | -273786.4687 | -250970.9296 | -228155.3906 | -205339.8515 | -182524.3125 | -159708.7734 | -136893.2343 | -114077.6953 | -91262.1562 | -68446.6172 | -45631.0781 | -22815.5391 | -2.9104e-11 | -2.9104e-11 | -2.9104e-11 | -2.9104e-11 | -2.9104e-11 | -2.9104e-11 | -2.9104e-11 | -2.9104e-11 | -2.9104e-11 | -2.9104e-11 | -2.9104e-11 | -2.9104e-11 | -2.9104e-11 | -2.9104e-11 | -2.9104e-11 | -2.9104e-11 | -2.9104e-11 | -2.9104e-11 | -2.9104e-11 | -2.9104e-11 | -2.9104e-11 | -2.9104e-11 | -2.9104e-11 | -2.9104e-11 | -2.9104e-11 | -2.9104e-11 | -2.9104e-11 | -2.9104e-11 | -2.9104e-11 | -2.9104e-11 | -2.9104e-11 | -2.9104e-11 | -2.9104e-11 | -2.9104e-11 | -2.9104e-11 | -2.9104e-11 | -2.9104e-11 | -2.9104e-11 | -2.9104e-11 | -2.9104e-11 | -2.9104e-11 | -2.9104e-11 | -2.9104e-11 | -2.9104e-11 | -2.9104e-11
|  |  | Net Rate Base | [7 empty] | 4064956.6226 | 3942884.2613 | 3804116.6294 | 3671292.4454 | 3543966.8063 | 3421729.0324 | 3304196.9635 | 3191016.9586 | 3080266.8086 | 2969864.5956 | 2859462.3826 | 2749060.1697 | 2638657.9567 | 2528255.7437 | 2417853.5307 | 2307451.3177 | 2197049.1047 | 2086646.8917 | 1976244.6787 | 1865842.4657 | 1768165.6196 | 1695933.8034 | 1636427.3542 | 1576920.905 | 1517414.4557 | 1457908.0065 | 1398401.5572 | 1338895.108 | 1279388.6587 | 1219882.2095 | 1160375.7602 | 1100869.311 | 1041362.8618 | 981856.4125 | 922349.9633 | 862843.514 | 803337.0648 | 743830.6155 | 684324.1663 | 624817.7171 | 565311.2678 | 505804.8186 | 446298.3693 | 386791.9201 | 327285.4708 | 267779.0216 | 208272.5724 | 148766.1231 | 89259.6739 | 29753.2246 | 1.8335e-09 | -2.9104e-11 | -2.9104e-11 | -2.9104e-11 | -2.9104e-11 | -2.9104e-11 | -2.9104e-11 | -2.9104e-11 | -2.9104e-11 | -2.9104e-11 | -2.9104e-11 | -2.9104e-11 | -2.9104e-11 | -2.9104e-11 | -2.9104e-11 | -2.9104e-11 | -2.9104e-11 | -2.9104e-11 | -2.9104e-11 | -2.9104e-11 | -2.9104e-11 | -2.9104e-11 | -2.9104e-11 | -2.9104e-11 | -2.9104e-11 | -2.9104e-11 | -2.9104e-11 | -2.9104e-11 | -2.9104e-11 | -2.9104e-11 | -2.9104e-11 | -2.9104e-11 | -2.9104e-11 | -2.9104e-11 | -2.9104e-11 | -2.9104e-11 | -2.9104e-11 | -2.9104e-11 | -2.9104e-11 | -2.9104e-11 | -2.9104e-11 | -2.9104e-11 | -2.9104e-11 | -2.9104e-11
|  |  | Pre-Tax return on rate base | [7 empty] | 363000.6264 | 352099.5645 | 339707.615 | 327846.4154 | 316476.2358 | 305560.4026 | 295064.7888 | 284957.8144 | 275067.826 | 265208.9084 | 255349.9908 | 245491.0731 | 235632.1555 | 225773.2379 | 215914.3203 | 206055.4027 | 196196.485 | 186337.5674 | 176478.6498 | 166619.7322 | 157897.1898 | 151446.8886 | 146132.9627 | 140819.0368 | 135505.1109 | 130191.185 | 124877.2591 | 119563.3331 | 114249.4072 | 108935.4813 | 103621.5554 | 98307.6295 | 92993.7036 | 87679.7776 | 82365.8517 | 77051.9258 | 71737.9999 | 66424.074 | 61110.1481 | 55796.2221 | 50482.2962 | 45168.3703 | 39854.4444 | 34540.5185 | 29226.5925 | 23912.6666 | 18598.7407 | 13284.8148 | 7970.8889 | 2656.963 | 1.6374e-10 | -2.599e-12 | -2.599e-12 | -2.599e-12 | -2.599e-12 | -2.599e-12 | -2.599e-12 | -2.599e-12 | -2.599e-12 | -2.599e-12 | -2.599e-12 | -2.599e-12 | -2.599e-12 | -2.599e-12 | -2.599e-12 | -2.599e-12 | -2.599e-12 | -2.599e-12 | -2.599e-12 | -2.599e-12 | -2.599e-12 | -2.599e-12 | -2.599e-12 | -2.599e-12 | -2.599e-12 | -2.599e-12 | -2.599e-12 | -2.599e-12 | -2.599e-12 | -2.599e-12 | -2.599e-12 | -2.599e-12 | -2.599e-12 | -2.599e-12 | -2.599e-12 | -2.599e-12 | -2.599e-12 | -2.599e-12 | -2.599e-12 | -2.599e-12 | -2.599e-12 | -2.599e-12 | -2.599e-12 | -2.599e-12
|  | Investment year in service | [8 empty] | 0 | 1 | 2 | 3 | 4 | 5 | 6 | 7 | 8 | 9 | 10 | 11 | 12 | 13 | 14 | 15 | 16 | 17 | 18 | 19 | 20 | 21 | 22 | 23 | 24 | 25 | 26 | 27 | 28 | 29 | 30 | 31 | 32 | 33 | 34 | 35 | 36 | 37 | 38 | 39 | 40 | 41 | 42 | 43 | 44 | 45 | 46 | 47 | 48 | 49 | 50 | 51 | 52 | 53 | 54 | 55 | 56 | 57 | 58 | 59 | 60 | 61 | 62 | 63 | 64 | 65 | 66 | 67 | 68 | 69 | 70 | 71 | 72 | 73 | 74 | 75 | 76 | 77 | 78 | 79 | 80 | 81 | 82 | 83 | 84 | 85 | 86 | 87 | 88 | 89 | 90 | 91 | 92 | 93
|  | 2034 | CAPEX Cost element | 2027 | 2028 | 2029 | 2030 | 2031 | 2032 | 2033 | 2034 | 2035 | 2036 | 2037 | 2038 | 2039 | 2040 | 2041 | 2042 | 2043 | 2044 | 2045 | 2046 | 2047 | 2048 | 2049 | 2050 | 2051 | 2052 | 2053 | 2054 | 2055 | 2056 | 2057 | 2058 | 2059 | 2060 | 2061 | 2062 | 2063 | 2064 | 2065 | 2066 | 2067 | 2068 | 2069 | 2070 | 2071 | 2072 | 2073 | 2074 | 2075 | 2076 | 2077 | 2078 | 2079 | 2080 | 2081 | 2082 | 2083 | 2084 | 2085 | 2086 | 2087 | 2088 | 2089 | 2090 | 2091 | 2092 | 2093 | 2094 | 2095 | 2096 | 2097 | 2098 | 2099 | 2100 | 2101 | 2102 | 2103 | 2104 | 2105 | 2106 | 2107 | 2108 | 2109 | 2110 | 2111 | 2112 | 2113 | 2114 | 2115 | 2116 | 2117 | 2118 | 2119 | 2120 | 2121 | 2122 | 2123 | 2124 | 2125 | 2126 | 2127
|  |  | Book depreciation | [8 empty] | 84133.072 | 84133.072 | 84133.072 | 84133.072 | 84133.072 | 84133.072 | 84133.072 | 84133.072 | 84133.072 | 84133.072 | 84133.072 | 84133.072 | 84133.072 | 84133.072 | 84133.072 | 84133.072 | 84133.072 | 84133.072 | 84133.072 | 84133.072 | 84133.072 | 84133.072 | 84133.072 | 84133.072 | 84133.072 | 84133.072 | 84133.072 | 84133.072 | 84133.072 | 84133.072 | 84133.072 | 84133.072 | 84133.072 | 84133.072 | 84133.072 | 84133.072 | 84133.072 | 84133.072 | 84133.072 | 84133.072 | 84133.072 | 84133.072 | 84133.072 | 84133.072 | 84133.072 | 84133.072 | 84133.072 | 84133.072 | 84133.072 | 84133.072 | 0 | 0 | 0 | 0 | 0 | 0 | 0 | 0 | 0 | 0 | 0 | 0 | 0 | 0 | 0 | 0 | 0 | 0 | 0 | 0 | 0 | 0 | 0 | 0 | 0 | 0 | 0 | 0 | 0 | 0 | 0 | 0 | 0 | 0 | 0 | 0 | 0 | 0 | 0 | 0 | 0 | 0 | 0
|  |  | Plant in Service | [7 empty] | 4206653.6022 | 4206653.6022 | 4206653.6022 | 4206653.6022 | 4206653.6022 | 4206653.6022 | 4206653.6022 | 4206653.6022 | 4206653.6022 | 4206653.6022 | 4206653.6022 | 4206653.6022 | 4206653.6022 | 4206653.6022 | 4206653.6022 | 4206653.6022 | 4206653.6022 | 4206653.6022 | 4206653.6022 | 4206653.6022 | 4206653.6022 | 4206653.6022 | 4206653.6022 | 4206653.6022 | 4206653.6022 | 4206653.6022 | 4206653.6022 | 4206653.6022 | 4206653.6022 | 4206653.6022 | 4206653.6022 | 4206653.6022 | 4206653.6022 | 4206653.6022 | 4206653.6022 | 4206653.6022 | 4206653.6022 | 4206653.6022 | 4206653.6022 | 4206653.6022 | 4206653.6022 | 4206653.6022 | 4206653.6022 | 4206653.6022 | 4206653.6022 | 4206653.6022 | 4206653.6022 | 4206653.6022 | 4206653.6022 | 4206653.6022 | 4206653.6022 | 0 | 0 | 0 | 0 | 0 | 0 | 0 | 0 | 0 | 0 | 0 | 0 | 0 | 0 | 0 | 0 | 0 | 0 | 0 | 0 | 0 | 0 | 0 | 0 | 0 | 0 | 0 | 0 | 0 | 0 | 0 | 0 | 0 | 0 | 0 | 0 | 0 | 0 | 0 | 0 | 0 | 0 | 0
|  |  | Accumulated Depreciation | [8 empty] | -84133.072 | -168266.1441 | -252399.2161 | -336532.2882 | -420665.3602 | -504798.4323 | -588931.5043 | -673064.5764 | -757197.6484 | -841330.7204 | -925463.7925 | -1009596.8645 | -1093729.9366 | -1177863.0086 | -1261996.0807 | -1346129.1527 | -1430262.2247 | -1514395.2968 | -1598528.3688 | -1682661.4409 | -1766794.5129 | -1850927.585 | -1935060.657 | -2019193.7291 | -2103326.8011 | -2187459.8731 | -2271592.9452 | -2355726.0172 | -2439859.0893 | -2523992.1613 | -2608125.2334 | -2692258.3054 | -2776391.3774 | -2860524.4495 | -2944657.5215 | -3028790.5936 | -3112923.6656 | -3197056.7377 | -3281189.8097 | -3365322.8818 | -3449455.9538 | -3533589.0258 | -3617722.0979 | -3701855.1699 | -3785988.242 | -3870121.314 | -3954254.3861 | -4038387.4581 | -4122520.5301 | -4206653.6022 | 0 | 0 | 0 | 0 | 0 | 0 | 0 | 0 | 0 | 0 | 0 | 0 | 0 | 0 | 0 | 0 | 0 | 0 | 0 | 0 | 0 | 0 | 0 | 0 | 0 | 0 | 0 | 0 | 0 | 0 | 0 | 0 | 0 | 0 | 0 | 0 | 0 | 0 | 0 | 0 | 0 | 0 | 0
|  |  | Net Plant (b.o.y.) | [8 empty] | 4206653.6022 | 4122520.5301 | 4038387.4581 | 3954254.3861 | 3870121.314 | 3785988.242 | 3701855.1699 | 3617722.0979 | 3533589.0258 | 3449455.9538 | 3365322.8818 | 3281189.8097 | 3197056.7377 | 3112923.6656 | 3028790.5936 | 2944657.5215 | 2860524.4495 | 2776391.3774 | 2692258.3054 | 2608125.2334 | 2523992.1613 | 2439859.0893 | 2355726.0172 | 2271592.9452 | 2187459.8731 | 2103326.8011 | 2019193.7291 | 1935060.657 | 1850927.585 | 1766794.5129 | 1682661.4409 | 1598528.3688 | 1514395.2968 | 1430262.2247 | 1346129.1527 | 1261996.0807 | 1177863.0086 | 1093729.9366 | 1009596.8645 | 925463.7925 | 841330.7204 | 757197.6484 | 673064.5764 | 588931.5043 | 504798.4323 | 420665.3602 | 336532.2882 | 252399.2161 | 168266.1441 | 84133.072 | 0 | 0 | 0 | 0 | 0 | 0 | 0 | 0 | 0 | 0 | 0 | 0 | 0 | 0 | 0 | 0 | 0 | 0 | 0 | 0 | 0 | 0 | 0 | 0 | 0 | 0 | 0 | 0 | 0 | 0 | 0 | 0 | 0 | 0 | 0 | 0 | 0 | 0 | 0 | 0 | 0 | 0 | 0
|  |  | Net Plant (e.o.y.) | [7 empty] | 4206653.6022 | 4122520.5301 | 4038387.4581 | 3954254.3861 | 3870121.314 | 3785988.242 | 3701855.1699 | 3617722.0979 | 3533589.0258 | 3449455.9538 | 3365322.8818 | 3281189.8097 | 3197056.7377 | 3112923.6656 | 3028790.5936 | 2944657.5215 | 2860524.4495 | 2776391.3774 | 2692258.3054 | 2608125.2334 | 2523992.1613 | 2439859.0893 | 2355726.0172 | 2271592.9452 | 2187459.8731 | 2103326.8011 | 2019193.7291 | 1935060.657 | 1850927.585 | 1766794.5129 | 1682661.4409 | 1598528.3688 | 1514395.2968 | 1430262.2247 | 1346129.1527 | 1261996.0807 | 1177863.0086 | 1093729.9366 | 1009596.8645 | 925463.7925 | 841330.7204 | 757197.6484 | 673064.5764 | 588931.5043 | 504798.4323 | 420665.3602 | 336532.2882 | 252399.2161 | 168266.1441 | 84133.072 | 0 | 0 | 0 | 0 | 0 | 0 | 0 | 0 | 0 | 0 | 0 | 0 | 0 | 0 | 0 | 0 | 0 | 0 | 0 | 0 | 0 | 0 | 0 | 0 | 0 | 0 | 0 | 0 | 0 | 0 | 0 | 0 | 0 | 0 | 0 | 0 | 0 | 0 | 0 | 0 | 0 | 0 | 0 | 0
|  |  | MACRS depreciation | [8 empty] | 157749.5101 | 303678.3235 | 280878.261 | 259844.993 | 240326.1203 | 222321.6429 | 205621.2281 | 190224.8759 | 187700.8837 | 187658.8172 | 187700.8837 | 187658.8172 | 187700.8837 | 187658.8172 | 187700.8837 | 187658.8172 | 187700.8837 | 187658.8172 | 187700.8837 | 187658.8172 | 93850.4419 | 0 | 0 | 0 | 0 | 0 | 0 | 0 | 0 | 0 | 0 | 0 | 0 | 0 | 0 | 0 | 0 | 0 | 0 | 0 | 0 | 0 | 0 | 0 | 0 | 0 | 0 | 0 | 0 | 0 | 0 | 0 | 0 | 0 | 0 | 0 | 0 | 0 | 0 | 0 | 0 | 0 | 0 | 0 | 0 | 0 | 0 | 0 | 0 | 0 | 0 | 0 | 0 | 0 | 0 | 0 | 0 | 0 | 0 | 0 | 0 | 0 | 0 | 0 | 0 | 0 | 0 | 0 | 0 | 0 | 0 | 0 | 0
|  |  | ADIT (b.o.y.) | [8 empty] | 0 | -20402.7958 | -81249.7623 | -135777.6914 | -184476.2503 | -227765.1536 | -266064.116 | -299734.5584 | -329137.9019 | -357841.7209 | -386533.8812 | -415237.7002 | -443929.8604 | -472633.6794 | -501325.8397 | -530029.6587 | -558721.819 | -587425.638 | -616117.7983 | -644821.6173 | -673513.7775 | -676206.9466 | -652889.4657 | -629571.9848 | -606254.5038 | -582937.0229 | -559619.542 | -536302.0611 | -512984.5802 | -489667.0993 | -466349.6183 | -443032.1374 | -419714.6565 | -396397.1756 | -373079.6947 | -349762.2138 | -326444.7328 | -303127.2519 | -279809.771 | -256492.2901 | -233174.8092 | -209857.3283 | -186539.8473 | -163222.3664 | -139904.8855 | -116587.4046 | -93269.9237 | -69952.4428 | -46634.9618 | -23317.4809 | 1.4552e-10 | 1.4552e-10 | 1.4552e-10 | 1.4552e-10 | 1.4552e-10 | 1.4552e-10 | 1.4552e-10 | 1.4552e-10 | 1.4552e-10 | 1.4552e-10 | 1.4552e-10 | 1.4552e-10 | 1.4552e-10 | 1.4552e-10 | 1.4552e-10 | 1.4552e-10 | 1.4552e-10 | 1.4552e-10 | 1.4552e-10 | 1.4552e-10 | 1.4552e-10 | 1.4552e-10 | 1.4552e-10 | 1.4552e-10 | 1.4552e-10 | 1.4552e-10 | 1.4552e-10 | 1.4552e-10 | 1.4552e-10 | 1.4552e-10 | 1.4552e-10 | 1.4552e-10 | 1.4552e-10 | 1.4552e-10 | 1.4552e-10 | 1.4552e-10 | 1.4552e-10 | 1.4552e-10 | 1.4552e-10 | 1.4552e-10 | 1.4552e-10 | 1.4552e-10 | 1.4552e-10
|  |  | ADIT (e.o.y.) | [8 empty] | -20402.7958 | -81249.7623 | -135777.6914 | -184476.2503 | -227765.1536 | -266064.116 | -299734.5584 | -329137.9019 | -357841.7209 | -386533.8812 | -415237.7002 | -443929.8604 | -472633.6794 | -501325.8397 | -530029.6587 | -558721.819 | -587425.638 | -616117.7983 | -644821.6173 | -673513.7775 | -676206.9466 | -652889.4657 | -629571.9848 | -606254.5038 | -582937.0229 | -559619.542 | -536302.0611 | -512984.5802 | -489667.0993 | -466349.6183 | -443032.1374 | -419714.6565 | -396397.1756 | -373079.6947 | -349762.2138 | -326444.7328 | -303127.2519 | -279809.771 | -256492.2901 | -233174.8092 | -209857.3283 | -186539.8473 | -163222.3664 | -139904.8855 | -116587.4046 | -93269.9237 | -69952.4428 | -46634.9618 | -23317.4809 | 1.4552e-10 | 1.4552e-10 | 1.4552e-10 | 1.4552e-10 | 1.4552e-10 | 1.4552e-10 | 1.4552e-10 | 1.4552e-10 | 1.4552e-10 | 1.4552e-10 | 1.4552e-10 | 1.4552e-10 | 1.4552e-10 | 1.4552e-10 | 1.4552e-10 | 1.4552e-10 | 1.4552e-10 | 1.4552e-10 | 1.4552e-10 | 1.4552e-10 | 1.4552e-10 | 1.4552e-10 | 1.4552e-10 | 1.4552e-10 | 1.4552e-10 | 1.4552e-10 | 1.4552e-10 | 1.4552e-10 | 1.4552e-10 | 1.4552e-10 | 1.4552e-10 | 1.4552e-10 | 1.4552e-10 | 1.4552e-10 | 1.4552e-10 | 1.4552e-10 | 1.4552e-10 | 1.4552e-10 | 1.4552e-10 | 1.4552e-10 | 1.4552e-10 | 1.4552e-10 | 1.4552e-10 | 1.4552e-10
|  |  | Net Rate Base | [8 empty] | 4154385.6683 | 4029627.7151 | 3887807.1953 | 3752060.8792 | 3621934.0761 | 3497007.0712 | 3376889.2967 | 3261219.3317 | 3148032.6784 | 3035201.6167 | 2922370.5551 | 2809539.4934 | 2696708.4317 | 2583877.37 | 2471046.3083 | 2358215.2467 | 2245384.185 | 2132553.1233 | 2019722.0616 | 1906890.9999 | 1807065.2632 | 1733244.3471 | 1672428.756 | 1611613.1649 | 1550797.5737 | 1489981.9826 | 1429166.3915 | 1368350.8004 | 1307535.2092 | 1246719.6181 | 1185904.027 | 1125088.4358 | 1064272.8447 | 1003457.2536 | 942641.6625 | 881826.0713 | 821010.4802 | 760194.8891 | 699379.298 | 638563.7068 | 577748.1157 | 516932.5246 | 456116.9335 | 395301.3423 | 334485.7512 | 273670.1601 | 212854.5689 | 152038.9778 | 91223.3867 | 30407.7956 | 1.4552e-10 | 1.4552e-10 | 1.4552e-10 | 1.4552e-10 | 1.4552e-10 | 1.4552e-10 | 1.4552e-10 | 1.4552e-10 | 1.4552e-10 | 1.4552e-10 | 1.4552e-10 | 1.4552e-10 | 1.4552e-10 | 1.4552e-10 | 1.4552e-10 | 1.4552e-10 | 1.4552e-10 | 1.4552e-10 | 1.4552e-10 | 1.4552e-10 | 1.4552e-10 | 1.4552e-10 | 1.4552e-10 | 1.4552e-10 | 1.4552e-10 | 1.4552e-10 | 1.4552e-10 | 1.4552e-10 | 1.4552e-10 | 1.4552e-10 | 1.4552e-10 | 1.4552e-10 | 1.4552e-10 | 1.4552e-10 | 1.4552e-10 | 1.4552e-10 | 1.4552e-10 | 1.4552e-10 | 1.4552e-10 | 1.4552e-10 | 1.4552e-10 | 1.4552e-10 | 1.4552e-10
|  |  | Pre-Tax return on rate base | [8 empty] | 370986.6402 | 359845.755 | 347181.1825 | 335059.0365 | 323438.713 | 312282.7315 | 301556.2142 | 291226.8863 | 281119.3182 | 271043.5044 | 260967.6906 | 250891.8768 | 240816.063 | 230740.2491 | 220664.4353 | 210588.6215 | 200512.8077 | 190436.9939 | 180361.1801 | 170285.3663 | 161370.928 | 154778.7202 | 149347.8879 | 143917.0556 | 138486.2233 | 133055.391 | 127624.5588 | 122193.7265 | 116762.8942 | 111332.0619 | 105901.2296 | 100470.3973 | 95039.565 | 89608.7327 | 84177.9005 | 78747.0682 | 73316.2359 | 67885.4036 | 62454.5713 | 57023.739 | 51592.9067 | 46162.0744 | 40731.2422 | 35300.4099 | 29869.5776 | 24438.7453 | 19007.913 | 13577.0807 | 8146.2484 | 2715.4161 | 1.2995e-11 | 1.2995e-11 | 1.2995e-11 | 1.2995e-11 | 1.2995e-11 | 1.2995e-11 | 1.2995e-11 | 1.2995e-11 | 1.2995e-11 | 1.2995e-11 | 1.2995e-11 | 1.2995e-11 | 1.2995e-11 | 1.2995e-11 | 1.2995e-11 | 1.2995e-11 | 1.2995e-11 | 1.2995e-11 | 1.2995e-11 | 1.2995e-11 | 1.2995e-11 | 1.2995e-11 | 1.2995e-11 | 1.2995e-11 | 1.2995e-11 | 1.2995e-11 | 1.2995e-11 | 1.2995e-11 | 1.2995e-11 | 1.2995e-11 | 1.2995e-11 | 1.2995e-11 | 1.2995e-11 | 1.2995e-11 | 1.2995e-11 | 1.2995e-11 | 1.2995e-11 | 1.2995e-11 | 1.2995e-11 | 1.2995e-11 | 1.2995e-11 | 1.2995e-11 | 1.2995e-11
|  | Investment year in service | [9 empty] | 0 | 1 | 2 | 3 | 4 | 5 | 6 | 7 | 8 | 9 | 10 | 11 | 12 | 13 | 14 | 15 | 16 | 17 | 18 | 19 | 20 | 21 | 22 | 23 | 24 | 25 | 26 | 27 | 28 | 29 | 30 | 31 | 32 | 33 | 34 | 35 | 36 | 37 | 38 | 39 | 40 | 41 | 42 | 43 | 44 | 45 | 46 | 47 | 48 | 49 | 50 | 51 | 52 | 53 | 54 | 55 | 56 | 57 | 58 | 59 | 60 | 61 | 62 | 63 | 64 | 65 | 66 | 67 | 68 | 69 | 70 | 71 | 72 | 73 | 74 | 75 | 76 | 77 | 78 | 79 | 80 | 81 | 82 | 83 | 84 | 85 | 86 | 87 | 88 | 89 | 90 | 91 | 92
|  | 2035 | CAPEX Cost element | 2027 | 2028 | 2029 | 2030 | 2031 | 2032 | 2033 | 2034 | 2035 | 2036 | 2037 | 2038 | 2039 | 2040 | 2041 | 2042 | 2043 | 2044 | 2045 | 2046 | 2047 | 2048 | 2049 | 2050 | 2051 | 2052 | 2053 | 2054 | 2055 | 2056 | 2057 | 2058 | 2059 | 2060 | 2061 | 2062 | 2063 | 2064 | 2065 | 2066 | 2067 | 2068 | 2069 | 2070 | 2071 | 2072 | 2073 | 2074 | 2075 | 2076 | 2077 | 2078 | 2079 | 2080 | 2081 | 2082 | 2083 | 2084 | 2085 | 2086 | 2087 | 2088 | 2089 | 2090 | 2091 | 2092 | 2093 | 2094 | 2095 | 2096 | 2097 | 2098 | 2099 | 2100 | 2101 | 2102 | 2103 | 2104 | 2105 | 2106 | 2107 | 2108 | 2109 | 2110 | 2111 | 2112 | 2113 | 2114 | 2115 | 2116 | 2117 | 2118 | 2119 | 2120 | 2121 | 2122 | 2123 | 2124 | 2125 | 2126 | 2127
|  |  | Book depreciation | [9 empty] | 85983.9996 | 85983.9996 | 85983.9996 | 85983.9996 | 85983.9996 | 85983.9996 | 85983.9996 | 85983.9996 | 85983.9996 | 85983.9996 | 85983.9996 | 85983.9996 | 85983.9996 | 85983.9996 | 85983.9996 | 85983.9996 | 85983.9996 | 85983.9996 | 85983.9996 | 85983.9996 | 85983.9996 | 85983.9996 | 85983.9996 | 85983.9996 | 85983.9996 | 85983.9996 | 85983.9996 | 85983.9996 | 85983.9996 | 85983.9996 | 85983.9996 | 85983.9996 | 85983.9996 | 85983.9996 | 85983.9996 | 85983.9996 | 85983.9996 | 85983.9996 | 85983.9996 | 85983.9996 | 85983.9996 | 85983.9996 | 85983.9996 | 85983.9996 | 85983.9996 | 85983.9996 | 85983.9996 | 85983.9996 | 85983.9996 | 85983.9996 | 0 | 0 | 0 | 0 | 0 | 0 | 0 | 0 | 0 | 0 | 0 | 0 | 0 | 0 | 0 | 0 | 0 | 0 | 0 | 0 | 0 | 0 | 0 | 0 | 0 | 0 | 0 | 0 | 0 | 0 | 0 | 0 | 0 | 0 | 0 | 0 | 0 | 0 | 0 | 0 | 0 | 0
|  |  | Plant in Service | [8 empty] | 4299199.9814 | 4299199.9814 | 4299199.9814 | 4299199.9814 | 4299199.9814 | 4299199.9814 | 4299199.9814 | 4299199.9814 | 4299199.9814 | 4299199.9814 | 4299199.9814 | 4299199.9814 | 4299199.9814 | 4299199.9814 | 4299199.9814 | 4299199.9814 | 4299199.9814 | 4299199.9814 | 4299199.9814 | 4299199.9814 | 4299199.9814 | 4299199.9814 | 4299199.9814 | 4299199.9814 | 4299199.9814 | 4299199.9814 | 4299199.9814 | 4299199.9814 | 4299199.9814 | 4299199.9814 | 4299199.9814 | 4299199.9814 | 4299199.9814 | 4299199.9814 | 4299199.9814 | 4299199.9814 | 4299199.9814 | 4299199.9814 | 4299199.9814 | 4299199.9814 | 4299199.9814 | 4299199.9814 | 4299199.9814 | 4299199.9814 | 4299199.9814 | 4299199.9814 | 4299199.9814 | 4299199.9814 | 4299199.9814 | 4299199.9814 | 4299199.9814 | 0 | 0 | 0 | 0 | 0 | 0 | 0 | 0 | 0 | 0 | 0 | 0 | 0 | 0 | 0 | 0 | 0 | 0 | 0 | 0 | 0 | 0 | 0 | 0 | 0 | 0 | 0 | 0 | 0 | 0 | 0 | 0 | 0 | 0 | 0 | 0 | 0 | 0 | 0 | 0 | 0 | 0
|  |  | Accumulated Depreciation | [9 empty] | -85983.9996 | -171967.9993 | -257951.9989 | -343935.9985 | -429919.9981 | -515903.9978 | -601887.9974 | -687871.997 | -773855.9967 | -859839.9963 | -945823.9959 | -1031807.9955 | -1117791.9952 | -1203775.9948 | -1289759.9944 | -1375743.9941 | -1461727.9937 | -1547711.9933 | -1633695.9929 | -1719679.9926 | -1805663.9922 | -1891647.9918 | -1977631.9915 | -2063615.9911 | -2149599.9907 | -2235583.9903 | -2321567.99 | -2407551.9896 | -2493535.9892 | -2579519.9889 | -2665503.9885 | -2751487.9881 | -2837471.9878 | -2923455.9874 | -3009439.987 | -3095423.9866 | -3181407.9863 | -3267391.9859 | -3353375.9855 | -3439359.9852 | -3525343.9848 | -3611327.9844 | -3697311.984 | -3783295.9837 | -3869279.9833 | -3955263.9829 | -4041247.9826 | -4127231.9822 | -4213215.9818 | -4299199.9814 | 0 | 0 | 0 | 0 | 0 | 0 | 0 | 0 | 0 | 0 | 0 | 0 | 0 | 0 | 0 | 0 | 0 | 0 | 0 | 0 | 0 | 0 | 0 | 0 | 0 | 0 | 0 | 0 | 0 | 0 | 0 | 0 | 0 | 0 | 0 | 0 | 0 | 0 | 0 | 0 | 0 | 0
|  |  | Net Plant (b.o.y.) | [9 empty] | 4299199.9814 | 4213215.9818 | 4127231.9822 | 4041247.9826 | 3955263.9829 | 3869279.9833 | 3783295.9837 | 3697311.984 | 3611327.9844 | 3525343.9848 | 3439359.9852 | 3353375.9855 | 3267391.9859 | 3181407.9863 | 3095423.9866 | 3009439.987 | 2923455.9874 | 2837471.9878 | 2751487.9881 | 2665503.9885 | 2579519.9889 | 2493535.9892 | 2407551.9896 | 2321567.99 | 2235583.9903 | 2149599.9907 | 2063615.9911 | 1977631.9915 | 1891647.9918 | 1805663.9922 | 1719679.9926 | 1633695.9929 | 1547711.9933 | 1461727.9937 | 1375743.9941 | 1289759.9944 | 1203775.9948 | 1117791.9952 | 1031807.9955 | 945823.9959 | 859839.9963 | 773855.9967 | 687871.997 | 601887.9974 | 515903.9978 | 429919.9981 | 343935.9985 | 257951.9989 | 171967.9993 | 85983.9996 | 0 | 0 | 0 | 0 | 0 | 0 | 0 | 0 | 0 | 0 | 0 | 0 | 0 | 0 | 0 | 0 | 0 | 0 | 0 | 0 | 0 | 0 | 0 | 0 | 0 | 0 | 0 | 0 | 0 | 0 | 0 | 0 | 0 | 0 | 0 | 0 | 0 | 0 | 0 | 0 | 0 | 0
|  |  | Net Plant (e.o.y.) | [8 empty] | 4299199.9814 | 4213215.9818 | 4127231.9822 | 4041247.9826 | 3955263.9829 | 3869279.9833 | 3783295.9837 | 3697311.984 | 3611327.9844 | 3525343.9848 | 3439359.9852 | 3353375.9855 | 3267391.9859 | 3181407.9863 | 3095423.9866 | 3009439.987 | 2923455.9874 | 2837471.9878 | 2751487.9881 | 2665503.9885 | 2579519.9889 | 2493535.9892 | 2407551.9896 | 2321567.99 | 2235583.9903 | 2149599.9907 | 2063615.9911 | 1977631.9915 | 1891647.9918 | 1805663.9922 | 1719679.9926 | 1633695.9929 | 1547711.9933 | 1461727.9937 | 1375743.9941 | 1289759.9944 | 1203775.9948 | 1117791.9952 | 1031807.9955 | 945823.9959 | 859839.9963 | 773855.9967 | 687871.997 | 601887.9974 | 515903.9978 | 429919.9981 | 343935.9985 | 257951.9989 | 171967.9993 | 85983.9996 | 0 | 0 | 0 | 0 | 0 | 0 | 0 | 0 | 0 | 0 | 0 | 0 | 0 | 0 | 0 | 0 | 0 | 0 | 0 | 0 | 0 | 0 | 0 | 0 | 0 | 0 | 0 | 0 | 0 | 0 | 0 | 0 | 0 | 0 | 0 | 0 | 0 | 0 | 0 | 0 | 0 | 0 | 0
|  |  | MACRS depreciation | [9 empty] | 161219.9993 | 310359.2467 | 287057.5828 | 265561.5829 | 245613.2949 | 227212.719 | 210144.8951 | 194409.8232 | 191830.3032 | 191787.3112 | 191830.3032 | 191787.3112 | 191830.3032 | 191787.3112 | 191830.3032 | 191787.3112 | 191830.3032 | 191787.3112 | 191830.3032 | 191787.3112 | 95915.1516 | 0 | 0 | 0 | 0 | 0 | 0 | 0 | 0 | 0 | 0 | 0 | 0 | 0 | 0 | 0 | 0 | 0 | 0 | 0 | 0 | 0 | 0 | 0 | 0 | 0 | 0 | 0 | 0 | 0 | 0 | 0 | 0 | 0 | 0 | 0 | 0 | 0 | 0 | 0 | 0 | 0 | 0 | 0 | 0 | 0 | 0 | 0 | 0 | 0 | 0 | 0 | 0 | 0 | 0 | 0 | 0 | 0 | 0 | 0 | 0 | 0 | 0 | 0 | 0 | 0 | 0 | 0 | 0 | 0 | 0 | 0
|  |  | ADIT (b.o.y.) | [9 empty] | 0 | -20851.6573 | -83037.257 | -138764.8006 | -188534.7278 | -232775.987 | -271917.5266 | -306328.7187 | -336378.9357 | -365714.2388 | -395037.6265 | -424372.9296 | -453696.3174 | -483031.6204 | -512355.0082 | -541690.3112 | -571013.699 | -600349.002 | -629672.3898 | -659007.6929 | -688331.0807 | -691083.4994 | -667253.0339 | -643422.5684 | -619592.1029 | -595761.6374 | -571931.1719 | -548100.7064 | -524270.2409 | -500439.7754 | -476609.3099 | -452778.8444 | -428948.3789 | -405117.9135 | -381287.448 | -357456.9825 | -333626.517 | -309796.0515 | -285965.586 | -262135.1205 | -238304.655 | -214474.1895 | -190643.724 | -166813.2585 | -142982.793 | -119152.3275 | -95321.862 | -71491.3965 | -47660.931 | -23830.4655 | -3.5652e-10 | -3.5652e-10 | -3.5652e-10 | -3.5652e-10 | -3.5652e-10 | -3.5652e-10 | -3.5652e-10 | -3.5652e-10 | -3.5652e-10 | -3.5652e-10 | -3.5652e-10 | -3.5652e-10 | -3.5652e-10 | -3.5652e-10 | -3.5652e-10 | -3.5652e-10 | -3.5652e-10 | -3.5652e-10 | -3.5652e-10 | -3.5652e-10 | -3.5652e-10 | -3.5652e-10 | -3.5652e-10 | -3.5652e-10 | -3.5652e-10 | -3.5652e-10 | -3.5652e-10 | -3.5652e-10 | -3.5652e-10 | -3.5652e-10 | -3.5652e-10 | -3.5652e-10 | -3.5652e-10 | -3.5652e-10 | -3.5652e-10 | -3.5652e-10 | -3.5652e-10 | -3.5652e-10 | -3.5652e-10 | -3.5652e-10 | -3.5652e-10 | -3.5652e-10
|  |  | ADIT (e.o.y.) | [9 empty] | -20851.6573 | -83037.257 | -138764.8006 | -188534.7278 | -232775.987 | -271917.5266 | -306328.7187 | -336378.9357 | -365714.2388 | -395037.6265 | -424372.9296 | -453696.3174 | -483031.6204 | -512355.0082 | -541690.3112 | -571013.699 | -600349.002 | -629672.3898 | -659007.6929 | -688331.0807 | -691083.4994 | -667253.0339 | -643422.5684 | -619592.1029 | -595761.6374 | -571931.1719 | -548100.7064 | -524270.2409 | -500439.7754 | -476609.3099 | -452778.8444 | -428948.3789 | -405117.9135 | -381287.448 | -357456.9825 | -333626.517 | -309796.0515 | -285965.586 | -262135.1205 | -238304.655 | -214474.1895 | -190643.724 | -166813.2585 | -142982.793 | -119152.3275 | -95321.862 | -71491.3965 | -47660.931 | -23830.4655 | -3.5652e-10 | -3.5652e-10 | -3.5652e-10 | -3.5652e-10 | -3.5652e-10 | -3.5652e-10 | -3.5652e-10 | -3.5652e-10 | -3.5652e-10 | -3.5652e-10 | -3.5652e-10 | -3.5652e-10 | -3.5652e-10 | -3.5652e-10 | -3.5652e-10 | -3.5652e-10 | -3.5652e-10 | -3.5652e-10 | -3.5652e-10 | -3.5652e-10 | -3.5652e-10 | -3.5652e-10 | -3.5652e-10 | -3.5652e-10 | -3.5652e-10 | -3.5652e-10 | -3.5652e-10 | -3.5652e-10 | -3.5652e-10 | -3.5652e-10 | -3.5652e-10 | -3.5652e-10 | -3.5652e-10 | -3.5652e-10 | -3.5652e-10 | -3.5652e-10 | -3.5652e-10 | -3.5652e-10 | -3.5652e-10 | -3.5652e-10 | -3.5652e-10 | -3.5652e-10 | -3.5652e-10
|  |  | Net Rate Base | [9 empty] | 4245782.153 | 4118279.5248 | 3973338.9536 | 3834606.2186 | 3701616.6257 | 3573941.2267 | 3451180.8612 | 3332966.157 | 3217289.3974 | 3101976.0523 | 2986662.7073 | 2871349.3622 | 2756036.0172 | 2640722.6722 | 2525409.3271 | 2410095.9821 | 2294782.637 | 2179469.292 | 2064155.947 | 1948842.6019 | 1846820.699 | 1771375.7228 | 1709222.1886 | 1647068.6545 | 1584915.1204 | 1522761.5862 | 1460608.0521 | 1398454.518 | 1336300.9838 | 1274147.4497 | 1211993.9156 | 1149840.3814 | 1087686.8473 | 1025533.3132 | 963379.779 | 901226.2449 | 839072.7108 | 776919.1766 | 714765.6425 | 652612.1084 | 590458.5743 | 528305.0401 | 466151.506 | 403997.9719 | 341844.4377 | 279690.9036 | 217537.3695 | 155383.8353 | 93230.3012 | 31076.7671 | -3.5652e-10 | -3.5652e-10 | -3.5652e-10 | -3.5652e-10 | -3.5652e-10 | -3.5652e-10 | -3.5652e-10 | -3.5652e-10 | -3.5652e-10 | -3.5652e-10 | -3.5652e-10 | -3.5652e-10 | -3.5652e-10 | -3.5652e-10 | -3.5652e-10 | -3.5652e-10 | -3.5652e-10 | -3.5652e-10 | -3.5652e-10 | -3.5652e-10 | -3.5652e-10 | -3.5652e-10 | -3.5652e-10 | -3.5652e-10 | -3.5652e-10 | -3.5652e-10 | -3.5652e-10 | -3.5652e-10 | -3.5652e-10 | -3.5652e-10 | -3.5652e-10 | -3.5652e-10 | -3.5652e-10 | -3.5652e-10 | -3.5652e-10 | -3.5652e-10 | -3.5652e-10 | -3.5652e-10 | -3.5652e-10 | -3.5652e-10 | -3.5652e-10 | -3.5652e-10
|  |  | Pre-Tax return on rate base | [9 empty] | 379148.3463 | 367762.3616 | 354819.1686 | 342430.3353 | 330554.3647 | 319152.9515 | 308190.4509 | 297633.8778 | 287303.9432 | 277006.4615 | 266708.9798 | 256411.498 | 246114.0163 | 235816.5346 | 225519.0529 | 215221.5712 | 204924.0895 | 194626.6078 | 184329.1261 | 174031.6444 | 164921.0884 | 158183.852 | 152633.5414 | 147083.2308 | 141532.9202 | 135982.6097 | 130432.2991 | 124881.9885 | 119331.6779 | 113781.3673 | 108231.0567 | 102680.7461 | 97130.4355 | 91580.1249 | 86029.8143 | 80479.5037 | 74929.1931 | 69378.8825 | 63828.5719 | 58278.2613 | 52727.9507 | 47177.6401 | 41627.3295 | 36077.0189 | 30526.7083 | 24976.3977 | 19426.0871 | 13875.7765 | 8325.4659 | 2775.1553 | -3.1837e-11 | -3.1837e-11 | -3.1837e-11 | -3.1837e-11 | -3.1837e-11 | -3.1837e-11 | -3.1837e-11 | -3.1837e-11 | -3.1837e-11 | -3.1837e-11 | -3.1837e-11 | -3.1837e-11 | -3.1837e-11 | -3.1837e-11 | -3.1837e-11 | -3.1837e-11 | -3.1837e-11 | -3.1837e-11 | -3.1837e-11 | -3.1837e-11 | -3.1837e-11 | -3.1837e-11 | -3.1837e-11 | -3.1837e-11 | -3.1837e-11 | -3.1837e-11 | -3.1837e-11 | -3.1837e-11 | -3.1837e-11 | -3.1837e-11 | -3.1837e-11 | -3.1837e-11 | -3.1837e-11 | -3.1837e-11 | -3.1837e-11 | -3.1837e-11 | -3.1837e-11 | -3.1837e-11 | -3.1837e-11 | -3.1837e-11 | -3.1837e-11 | -3.1837e-11
|  | Investment year in service | [10 empty] | 0 | 1 | 2 | 3 | 4 | 5 | 6 | 7 | 8 | 9 | 10 | 11 | 12 | 13 | 14 | 15 | 16 | 17 | 18 | 19 | 20 | 21 | 22 | 23 | 24 | 25 | 26 | 27 | 28 | 29 | 30 | 31 | 32 | 33 | 34 | 35 | 36 | 37 | 38 | 39 | 40 | 41 | 42 | 43 | 44 | 45 | 46 | 47 | 48 | 49 | 50 | 51 | 52 | 53 | 54 | 55 | 56 | 57 | 58 | 59 | 60 | 61 | 62 | 63 | 64 | 65 | 66 | 67 | 68 | 69 | 70 | 71 | 72 | 73 | 74 | 75 | 76 | 77 | 78 | 79 | 80 | 81 | 82 | 83 | 84 | 85 | 86 | 87 | 88 | 89 | 90 | 91
|  | 2036 | CAPEX Cost element | 2027 | 2028 | 2029 | 2030 | 2031 | 2032 | 2033 | 2034 | 2035 | 2036 | 2037 | 2038 | 2039 | 2040 | 2041 | 2042 | 2043 | 2044 | 2045 | 2046 | 2047 | 2048 | 2049 | 2050 | 2051 | 2052 | 2053 | 2054 | 2055 | 2056 | 2057 | 2058 | 2059 | 2060 | 2061 | 2062 | 2063 | 2064 | 2065 | 2066 | 2067 | 2068 | 2069 | 2070 | 2071 | 2072 | 2073 | 2074 | 2075 | 2076 | 2077 | 2078 | 2079 | 2080 | 2081 | 2082 | 2083 | 2084 | 2085 | 2086 | 2087 | 2088 | 2089 | 2090 | 2091 | 2092 | 2093 | 2094 | 2095 | 2096 | 2097 | 2098 | 2099 | 2100 | 2101 | 2102 | 2103 | 2104 | 2105 | 2106 | 2107 | 2108 | 2109 | 2110 | 2111 | 2112 | 2113 | 2114 | 2115 | 2116 | 2117 | 2118 | 2119 | 2120 | 2121 | 2122 | 2123 | 2124 | 2125 | 2126 | 2127
|  |  | Book depreciation | [10 empty] | 87875.6476 | 87875.6476 | 87875.6476 | 87875.6476 | 87875.6476 | 87875.6476 | 87875.6476 | 87875.6476 | 87875.6476 | 87875.6476 | 87875.6476 | 87875.6476 | 87875.6476 | 87875.6476 | 87875.6476 | 87875.6476 | 87875.6476 | 87875.6476 | 87875.6476 | 87875.6476 | 87875.6476 | 87875.6476 | 87875.6476 | 87875.6476 | 87875.6476 | 87875.6476 | 87875.6476 | 87875.6476 | 87875.6476 | 87875.6476 | 87875.6476 | 87875.6476 | 87875.6476 | 87875.6476 | 87875.6476 | 87875.6476 | 87875.6476 | 87875.6476 | 87875.6476 | 87875.6476 | 87875.6476 | 87875.6476 | 87875.6476 | 87875.6476 | 87875.6476 | 87875.6476 | 87875.6476 | 87875.6476 | 87875.6476 | 87875.6476 | 0 | 0 | 0 | 0 | 0 | 0 | 0 | 0 | 0 | 0 | 0 | 0 | 0 | 0 | 0 | 0 | 0 | 0 | 0 | 0 | 0 | 0 | 0 | 0 | 0 | 0 | 0 | 0 | 0 | 0 | 0 | 0 | 0 | 0 | 0 | 0 | 0 | 0 | 0 | 0 | 0
|  |  | Plant in Service | [9 empty] | 4393782.381 | 4393782.381 | 4393782.381 | 4393782.381 | 4393782.381 | 4393782.381 | 4393782.381 | 4393782.381 | 4393782.381 | 4393782.381 | 4393782.381 | 4393782.381 | 4393782.381 | 4393782.381 | 4393782.381 | 4393782.381 | 4393782.381 | 4393782.381 | 4393782.381 | 4393782.381 | 4393782.381 | 4393782.381 | 4393782.381 | 4393782.381 | 4393782.381 | 4393782.381 | 4393782.381 | 4393782.381 | 4393782.381 | 4393782.381 | 4393782.381 | 4393782.381 | 4393782.381 | 4393782.381 | 4393782.381 | 4393782.381 | 4393782.381 | 4393782.381 | 4393782.381 | 4393782.381 | 4393782.381 | 4393782.381 | 4393782.381 | 4393782.381 | 4393782.381 | 4393782.381 | 4393782.381 | 4393782.381 | 4393782.381 | 4393782.381 | 4393782.381 | 0 | 0 | 0 | 0 | 0 | 0 | 0 | 0 | 0 | 0 | 0 | 0 | 0 | 0 | 0 | 0 | 0 | 0 | 0 | 0 | 0 | 0 | 0 | 0 | 0 | 0 | 0 | 0 | 0 | 0 | 0 | 0 | 0 | 0 | 0 | 0 | 0 | 0 | 0 | 0 | 0
|  |  | Accumulated Depreciation | [10 empty] | -87875.6476 | -175751.2952 | -263626.9429 | -351502.5905 | -439378.2381 | -527253.8857 | -615129.5333 | -703005.181 | -790880.8286 | -878756.4762 | -966632.1238 | -1054507.7714 | -1142383.4191 | -1230259.0667 | -1318134.7143 | -1406010.3619 | -1493886.0096 | -1581761.6572 | -1669637.3048 | -1757512.9524 | -1845388.6 | -1933264.2477 | -2021139.8953 | -2109015.5429 | -2196891.1905 | -2284766.8381 | -2372642.4858 | -2460518.1334 | -2548393.781 | -2636269.4286 | -2724145.0762 | -2812020.7239 | -2899896.3715 | -2987772.0191 | -3075647.6667 | -3163523.3143 | -3251398.962 | -3339274.6096 | -3427150.2572 | -3515025.9048 | -3602901.5524 | -3690777.2001 | -3778652.8477 | -3866528.4953 | -3954404.1429 | -4042279.7906 | -4130155.4382 | -4218031.0858 | -4305906.7334 | -4393782.381 | 0 | 0 | 0 | 0 | 0 | 0 | 0 | 0 | 0 | 0 | 0 | 0 | 0 | 0 | 0 | 0 | 0 | 0 | 0 | 0 | 0 | 0 | 0 | 0 | 0 | 0 | 0 | 0 | 0 | 0 | 0 | 0 | 0 | 0 | 0 | 0 | 0 | 0 | 0 | 0 | 0
|  |  | Net Plant (b.o.y.) | [10 empty] | 4393782.381 | 4305906.7334 | 4218031.0858 | 4130155.4382 | 4042279.7906 | 3954404.1429 | 3866528.4953 | 3778652.8477 | 3690777.2001 | 3602901.5524 | 3515025.9048 | 3427150.2572 | 3339274.6096 | 3251398.962 | 3163523.3143 | 3075647.6667 | 2987772.0191 | 2899896.3715 | 2812020.7239 | 2724145.0762 | 2636269.4286 | 2548393.781 | 2460518.1334 | 2372642.4858 | 2284766.8381 | 2196891.1905 | 2109015.5429 | 2021139.8953 | 1933264.2477 | 1845388.6 | 1757512.9524 | 1669637.3048 | 1581761.6572 | 1493886.0096 | 1406010.3619 | 1318134.7143 | 1230259.0667 | 1142383.4191 | 1054507.7714 | 966632.1238 | 878756.4762 | 790880.8286 | 703005.181 | 615129.5333 | 527253.8857 | 439378.2381 | 351502.5905 | 263626.9429 | 175751.2952 | 87875.6476 | 0 | 0 | 0 | 0 | 0 | 0 | 0 | 0 | 0 | 0 | 0 | 0 | 0 | 0 | 0 | 0 | 0 | 0 | 0 | 0 | 0 | 0 | 0 | 0 | 0 | 0 | 0 | 0 | 0 | 0 | 0 | 0 | 0 | 0 | 0 | 0 | 0 | 0 | 0 | 0 | 0
|  |  | Net Plant (e.o.y.) | [9 empty] | 4393782.381 | 4305906.7334 | 4218031.0858 | 4130155.4382 | 4042279.7906 | 3954404.1429 | 3866528.4953 | 3778652.8477 | 3690777.2001 | 3602901.5524 | 3515025.9048 | 3427150.2572 | 3339274.6096 | 3251398.962 | 3163523.3143 | 3075647.6667 | 2987772.0191 | 2899896.3715 | 2812020.7239 | 2724145.0762 | 2636269.4286 | 2548393.781 | 2460518.1334 | 2372642.4858 | 2284766.8381 | 2196891.1905 | 2109015.5429 | 2021139.8953 | 1933264.2477 | 1845388.6 | 1757512.9524 | 1669637.3048 | 1581761.6572 | 1493886.0096 | 1406010.3619 | 1318134.7143 | 1230259.0667 | 1142383.4191 | 1054507.7714 | 966632.1238 | 878756.4762 | 790880.8286 | 703005.181 | 615129.5333 | 527253.8857 | 439378.2381 | 351502.5905 | 263626.9429 | 175751.2952 | 87875.6476 | 0 | 0 | 0 | 0 | 0 | 0 | 0 | 0 | 0 | 0 | 0 | 0 | 0 | 0 | 0 | 0 | 0 | 0 | 0 | 0 | 0 | 0 | 0 | 0 | 0 | 0 | 0 | 0 | 0 | 0 | 0 | 0 | 0 | 0 | 0 | 0 | 0 | 0 | 0 | 0 | 0 | 0
|  |  | MACRS depreciation | [10 empty] | 164766.8393 | 317187.1501 | 293372.8496 | 271403.9377 | 251016.7874 | 232211.3988 | 214768.0828 | 198686.8393 | 196050.5698 | 196006.632 | 196050.5698 | 196006.632 | 196050.5698 | 196006.632 | 196050.5698 | 196006.632 | 196050.5698 | 196006.632 | 196050.5698 | 196006.632 | 98025.2849 | 0 | 0 | 0 | 0 | 0 | 0 | 0 | 0 | 0 | 0 | 0 | 0 | 0 | 0 | 0 | 0 | 0 | 0 | 0 | 0 | 0 | 0 | 0 | 0 | 0 | 0 | 0 | 0 | 0 | 0 | 0 | 0 | 0 | 0 | 0 | 0 | 0 | 0 | 0 | 0 | 0 | 0 | 0 | 0 | 0 | 0 | 0 | 0 | 0 | 0 | 0 | 0 | 0 | 0 | 0 | 0 | 0 | 0 | 0 | 0 | 0 | 0 | 0 | 0 | 0 | 0 | 0 | 0 | 0 | 0
|  |  | ADIT (b.o.y.) | [10 empty] | 0 | -21310.3938 | -84864.0767 | -141817.6262 | -192682.4918 | -237897.0587 | -277899.7121 | -313067.9505 | -343779.2723 | -373759.952 | -403728.4543 | -433709.134 | -463677.6363 | -493658.316 | -523626.8184 | -553607.4981 | -583576.0004 | -613556.6801 | -643525.1824 | -673505.8621 | -703474.3644 | -706287.3364 | -681932.6007 | -657577.8649 | -633223.1292 | -608868.3935 | -584513.6577 | -560158.922 | -535804.1862 | -511449.4505 | -487094.7148 | -462739.979 | -438385.2433 | -414030.5075 | -389675.7718 | -365321.0361 | -340966.3003 | -316611.5646 | -292256.8289 | -267902.0931 | -243547.3574 | -219192.6216 | -194837.8859 | -170483.1502 | -146128.4144 | -121773.6787 | -97418.943 | -73064.2072 | -48709.4715 | -24354.7357 | -3.5652e-10 | -3.5652e-10 | -3.5652e-10 | -3.5652e-10 | -3.5652e-10 | -3.5652e-10 | -3.5652e-10 | -3.5652e-10 | -3.5652e-10 | -3.5652e-10 | -3.5652e-10 | -3.5652e-10 | -3.5652e-10 | -3.5652e-10 | -3.5652e-10 | -3.5652e-10 | -3.5652e-10 | -3.5652e-10 | -3.5652e-10 | -3.5652e-10 | -3.5652e-10 | -3.5652e-10 | -3.5652e-10 | -3.5652e-10 | -3.5652e-10 | -3.5652e-10 | -3.5652e-10 | -3.5652e-10 | -3.5652e-10 | -3.5652e-10 | -3.5652e-10 | -3.5652e-10 | -3.5652e-10 | -3.5652e-10 | -3.5652e-10 | -3.5652e-10 | -3.5652e-10 | -3.5652e-10 | -3.5652e-10 | -3.5652e-10 | -3.5652e-10
|  |  | ADIT (e.o.y.) | [10 empty] | -21310.3938 | -84864.0767 | -141817.6262 | -192682.4918 | -237897.0587 | -277899.7121 | -313067.9505 | -343779.2723 | -373759.952 | -403728.4543 | -433709.134 | -463677.6363 | -493658.316 | -523626.8184 | -553607.4981 | -583576.0004 | -613556.6801 | -643525.1824 | -673505.8621 | -703474.3644 | -706287.3364 | -681932.6007 | -657577.8649 | -633223.1292 | -608868.3935 | -584513.6577 | -560158.922 | -535804.1862 | -511449.4505 | -487094.7148 | -462739.979 | -438385.2433 | -414030.5075 | -389675.7718 | -365321.0361 | -340966.3003 | -316611.5646 | -292256.8289 | -267902.0931 | -243547.3574 | -219192.6216 | -194837.8859 | -170483.1502 | -146128.4144 | -121773.6787 | -97418.943 | -73064.2072 | -48709.4715 | -24354.7357 | -3.5652e-10 | -3.5652e-10 | -3.5652e-10 | -3.5652e-10 | -3.5652e-10 | -3.5652e-10 | -3.5652e-10 | -3.5652e-10 | -3.5652e-10 | -3.5652e-10 | -3.5652e-10 | -3.5652e-10 | -3.5652e-10 | -3.5652e-10 | -3.5652e-10 | -3.5652e-10 | -3.5652e-10 | -3.5652e-10 | -3.5652e-10 | -3.5652e-10 | -3.5652e-10 | -3.5652e-10 | -3.5652e-10 | -3.5652e-10 | -3.5652e-10 | -3.5652e-10 | -3.5652e-10 | -3.5652e-10 | -3.5652e-10 | -3.5652e-10 | -3.5652e-10 | -3.5652e-10 | -3.5652e-10 | -3.5652e-10 | -3.5652e-10 | -3.5652e-10 | -3.5652e-10 | -3.5652e-10 | -3.5652e-10 | -3.5652e-10 | -3.5652e-10 | -3.5652e-10
|  |  | Net Rate Base | [10 empty] | 4339189.3603 | 4208881.6744 | 4060752.4105 | 3918967.5554 | 3783052.1915 | 3652567.9337 | 3527106.8402 | 3406291.4124 | 3288069.7641 | 3170219.5255 | 3052369.2868 | 2934519.0482 | 2816668.8096 | 2698818.5709 | 2580968.3323 | 2463118.0937 | 2345267.8551 | 2227417.6164 | 2109567.3778 | 1991717.1392 | 1887450.7544 | 1810345.9887 | 1746825.0768 | 1683304.1649 | 1619783.253 | 1556262.3411 | 1492741.4292 | 1429220.5174 | 1365699.6055 | 1302178.6936 | 1238657.7817 | 1175136.8698 | 1111615.9579 | 1048095.0461 | 984574.1342 | 921053.2223 | 857532.3104 | 794011.3985 | 730490.4866 | 666969.5748 | 603448.6629 | 539927.751 | 476406.8391 | 412885.9272 | 349365.0154 | 285844.1035 | 222323.1916 | 158802.2797 | 95281.3678 | 31760.4559 | -3.5652e-10 | -3.5652e-10 | -3.5652e-10 | -3.5652e-10 | -3.5652e-10 | -3.5652e-10 | -3.5652e-10 | -3.5652e-10 | -3.5652e-10 | -3.5652e-10 | -3.5652e-10 | -3.5652e-10 | -3.5652e-10 | -3.5652e-10 | -3.5652e-10 | -3.5652e-10 | -3.5652e-10 | -3.5652e-10 | -3.5652e-10 | -3.5652e-10 | -3.5652e-10 | -3.5652e-10 | -3.5652e-10 | -3.5652e-10 | -3.5652e-10 | -3.5652e-10 | -3.5652e-10 | -3.5652e-10 | -3.5652e-10 | -3.5652e-10 | -3.5652e-10 | -3.5652e-10 | -3.5652e-10 | -3.5652e-10 | -3.5652e-10 | -3.5652e-10 | -3.5652e-10 | -3.5652e-10 | -3.5652e-10 | -3.5652e-10 | -3.5652e-10
|  |  | Pre-Tax return on rate base | [10 empty] | 387489.6099 | 375853.1335 | 362625.1903 | 349963.8027 | 337826.5607 | 326174.3165 | 314970.6408 | 304181.8231 | 293624.6299 | 283100.6036 | 272576.5773 | 262052.551 | 251528.5247 | 241004.4984 | 230480.4721 | 219956.4458 | 209432.4195 | 198908.3931 | 188384.3668 | 177860.3405 | 168549.3524 | 161663.8968 | 155991.4794 | 150319.0619 | 144646.6445 | 138974.2271 | 133301.8096 | 127629.3922 | 121956.9748 | 116284.5573 | 110612.1399 | 104939.7225 | 99267.305 | 93594.8876 | 87922.4702 | 82250.0528 | 76577.6353 | 70905.2179 | 65232.8005 | 59560.383 | 53887.9656 | 48215.5482 | 42543.1307 | 36870.7133 | 31198.2959 | 25525.8784 | 19853.461 | 14181.0436 | 8508.6261 | 2836.2087 | -3.1837e-11 | -3.1837e-11 | -3.1837e-11 | -3.1837e-11 | -3.1837e-11 | -3.1837e-11 | -3.1837e-11 | -3.1837e-11 | -3.1837e-11 | -3.1837e-11 | -3.1837e-11 | -3.1837e-11 | -3.1837e-11 | -3.1837e-11 | -3.1837e-11 | -3.1837e-11 | -3.1837e-11 | -3.1837e-11 | -3.1837e-11 | -3.1837e-11 | -3.1837e-11 | -3.1837e-11 | -3.1837e-11 | -3.1837e-11 | -3.1837e-11 | -3.1837e-11 | -3.1837e-11 | -3.1837e-11 | -3.1837e-11 | -3.1837e-11 | -3.1837e-11 | -3.1837e-11 | -3.1837e-11 | -3.1837e-11 | -3.1837e-11 | -3.1837e-11 | -3.1837e-11 | -3.1837e-11 | -3.1837e-11 | -3.1837e-11 | -3.1837e-11
|  |  | Total CAPEX cost rollup |  | 1 | 2 | 3 | 4 | 5 | 6 | 7 | 8 | 9 | 10 | 11 | 12 | 13 | 14 | 15 | 16 | 17 | 18 | 19 | 20 | 21 | 22 | 23 | 24 | 25 | 26 | 27 | 28 | 29 | 30 | 31 | 32 | 33 | 34 | 35 | 36 | 37 | 38 | 39 | 40 | 41 | 42 | 43 | 44 | 45 | 46 | 47 | 48 | 49 | 50 | 51 | 52 | 53 | 54 | 55 | 56 | 57 | 58 | 59 | 60 | 61 | 62 | 63 | 64 | 65 | 66 | 67 | 68 | 69 | 70 | 71 | 72 | 73 | 74 | 75 | 76 | 77 | 78 | 79 | 80 | 81 | 82 | 83 | 84 | 85 | 86 | 87 | 88 | 89 | 90 | 91 | 92 | 93 | 94 | 95 | 96 | 97 | 98 | 99 | 100
|  |  | CAPEX Cost element | 2027 | 2028 | 2029 | 2030 | 2031 | 2032 | 2033 | 2034 | 2035 | 2036 | 2037 | 2038 | 2039 | 2040 | 2041 | 2042 | 2043 | 2044 | 2045 | 2046 | 2047 | 2048 | 2049 | 2050 | 2051 | 2052 | 2053 | 2054 | 2055 | 2056 | 2057 | 2058 | 2059 | 2060 | 2061 | 2062 | 2063 | 2064 | 2065 | 2066 | 2067 | 2068 | 2069 | 2070 | 2071 | 2072 | 2073 | 2074 | 2075 | 2076 | 2077 | 2078 | 2079 | 2080 | 2081 | 2082 | 2083 | 2084 | 2085 | 2086 | 2087 | 2088 | 2089 | 2090 | 2091 | 2092 | 2093 | 2094 | 2095 | 2096 | 2097 | 2098 | 2099 | 2100 | 2101 | 2102 | 2103 | 2104 | 2105 | 2106 | 2107 | 2108 | 2109 | 2110 | 2111 | 2112 | 2113 | 2114 | 2115 | 2116 | 2117 | 2118 | 2119 | 2120 | 2121 | 2122 | 2123 | 2124 | 2125 | 2126 | 2127
|  |  | Book depreciation | 0 | 72245.446 | 146080.2918 | 221539.5042 | 298658.8193 | 377474.7594 | 458024.6501 | 540346.6384 | 624479.7104 | 710463.71 | 798339.3577 | 798339.3577 | 798339.3577 | 798339.3577 | 798339.3577 | 798339.3577 | 798339.3577 | 798339.3577 | 798339.3577 | 798339.3577 | 798339.3577 | 798339.3577 | 798339.3577 | 798339.3577 | 798339.3577 | 798339.3577 | 798339.3577 | 798339.3577 | 798339.3577 | 798339.3577 | 798339.3577 | 798339.3577 | 798339.3577 | 798339.3577 | 798339.3577 | 798339.3577 | 798339.3577 | 798339.3577 | 798339.3577 | 798339.3577 | 798339.3577 | 798339.3577 | 798339.3577 | 798339.3577 | 798339.3577 | 798339.3577 | 798339.3577 | 798339.3577 | 798339.3577 | 798339.3577 | 798339.3577 | 726093.9117 | 652259.0658 | 576799.8534 | 499680.5383 | 420864.5983 | 340314.7076 | 257992.7193 | 173859.6472 | 87875.6476 | 0 | 0 | 0 | 0 | 0 | 0 | 0 | 0 | 0 | 0 | 0 | 0 | 0 | 0 | 0 | 0 | 0 | 0 | 0 | 0 | 0 | 0 | 0 | 0 | 0 | 0 | 0 | 0 | 0 | 0 | 0 | 0 | 0 | 0 | 0 | 0 | 0 | 0 | 0 | 0 | 0
|  |  | Plant in Service | 3612272.3 | 3612272.3 | 7304014.5906 | 11076975.2116 | 14932940.9662 | 18873737.9675 | 22901232.5028 | 27017331.9179 | 31223985.52 | 31223985.52 | 39916967.8825 | 39916967.8825 | 39916967.8825 | 39916967.8825 | 39916967.8825 | 39916967.8825 | 39916967.8825 | 39916967.8825 | 39916967.8825 | 39916967.8825 | 39916967.8825 | 39916967.8825 | 39916967.8825 | 39916967.8825 | 39916967.8825 | 39916967.8825 | 39916967.8825 | 39916967.8825 | 39916967.8825 | 39916967.8825 | 39916967.8825 | 39916967.8825 | 39916967.8825 | 39916967.8825 | 39916967.8825 | 39916967.8825 | 39916967.8825 | 39916967.8825 | 39916967.8825 | 39916967.8825 | 39916967.8825 | 39916967.8825 | 39916967.8825 | 39916967.8825 | 39916967.8825 | 39916967.8825 | 39916967.8825 | 39916967.8825 | 39916967.8825 | 39916967.8825 | 39916967.8825 | 36304695.5825 | 32612953.2919 | 28839992.6709 | 24984026.9163 | 21043229.915 | 17015735.3797 | 12899635.9647 | 8692982.3625 | 4393782.381 | 0 | 0 | 0 | 0 | 0 | 0 | 0 | 0 | 0 | 0 | 0 | 0 | 0 | 0 | 0 | 0 | 0 | 0 | 0 | 0 | 0 | 0 | 0 | 0 | 0 | 0 | 0 | 0 | 0 | 0 | 0 | 0 | 0 | 0 | 0 | 0 | 0 | 0 | 0 | 0 | 0
|  |  | Accumulated Depreciation | 0 | -72245.446 | -218325.7378 | -439865.242 | -738524.0614 | -1115998.8207 | -1574023.4708 | -2114370.1091 | -2738849.8195 | -3449313.5296 | -4247652.8872 | -5045992.2449 | -5844331.6025 | -6642670.9602 | -7441010.3178 | -8239349.6755 | -9037689.0331 | -9836028.3908 | -10634367.7484 | -11432707.1061 | -12231046.4637 | -13029385.8214 | -13827725.179 | -14626064.5367 | -15424403.8943 | -16222743.252 | -17021082.6096 | -17819421.9673 | -18617761.3249 | -19416100.6826 | -20214440.0402 | -21012779.3979 | -21811118.7555 | -22609458.1132 | -23407797.4708 | -24206136.8285 | -25004476.1861 | -25802815.5438 | -26601154.9014 | -27399494.2591 | -28197833.6167 | -28996172.9744 | -29794512.332 | -30592851.6897 | -31391191.0473 | -32189530.405 | -32987869.7626 | -33786209.1203 | -34584548.4779 | -35382887.8356 | -36181227.1932 | -33295048.8049 | -30255565.5801 | -27059404.8125 | -23703119.5962 | -20183187.1933 | -16496007.3656 | -12637900.6698 | -8605106.7149 | -4393782.381 | 0 | 0 | 0 | 0 | 0 | 0 | 0 | 0 | 0 | 0 | 0 | 0 | 0 | 0 | 0 | 0 | 0 | 0 | 0 | 0 | 0 | 0 | 0 | 0 | 0 | 0 | 0 | 0 | 0 | 0 | 0 | 0 | 0 | 0 | 0 | 0 | 0 | 0 | 0 | 0 | 0
|  |  | Net Plant (b.o.y.) | 0 | 3612272.3 | 7231769.1446 | 10858649.4738 | 14493075.7242 | 18135213.9061 | 21785233.6821 | 25443308.4471 | 29109615.4109 | 32784335.682 | 36467654.353 | 35669314.9953 | 34870975.6377 | 34072636.28 | 33274296.9224 | 32475957.5647 | 31677618.2071 | 30879278.8494 | 30080939.4918 | 29282600.1341 | 28484260.7765 | 27685921.4188 | 26887582.0612 | 26089242.7035 | 25290903.3459 | 24492563.9882 | 23694224.6306 | 22895885.2729 | 22097545.9152 | 21299206.5576 | 20500867.1999 | 19702527.8423 | 18904188.4846 | 18105849.127 | 17307509.7693 | 16509170.4117 | 15710831.054 | 14912491.6964 | 14114152.3387 | 13315812.9811 | 12517473.6234 | 11719134.2658 | 10920794.9081 | 10122455.5505 | 9324116.1928 | 8525776.8352 | 7727437.4775 | 6929098.1199 | 6130758.7622 | 5332419.4046 | 4534080.0469 | 3735740.6893 | 3009646.7776 | 2357387.7118 | 1780587.8584 | 1280907.3201 | 860042.7218 | 519728.0142 | 261735.2949 | 87875.6476 | 0 | 0 | 0 | 0 | 0 | 0 | 0 | 0 | 0 | 0 | 0 | 0 | 0 | 0 | 0 | 0 | 0 | 0 | 0 | 0 | 0 | 0 | 0 | 0 | 0 | 0 | 0 | 0 | 0 | 0 | 0 | 0 | 0 | 0 | 0 | 0 | 0 | 0 | 0 | 0 | 0
|  |  | Net Plant (e.o.y.) | 3612272.3 | 7231769.1446 | 10858649.4738 | 14493075.7242 | 18135213.9061 | 21785233.6821 | 25443308.4471 | 29109615.4109 | 32784335.682 | 36467654.353 | 35669314.9953 | 34870975.6377 | 34072636.28 | 33274296.9224 | 32475957.5647 | 31677618.2071 | 30879278.8494 | 30080939.4918 | 29282600.1341 | 28484260.7765 | 27685921.4188 | 26887582.0612 | 26089242.7035 | 25290903.3459 | 24492563.9882 | 23694224.6306 | 22895885.2729 | 22097545.9152 | 21299206.5576 | 20500867.1999 | 19702527.8423 | 18904188.4846 | 18105849.127 | 17307509.7693 | 16509170.4117 | 15710831.054 | 14912491.6964 | 14114152.3387 | 13315812.9811 | 12517473.6234 | 11719134.2658 | 10920794.9081 | 10122455.5505 | 9324116.1928 | 8525776.8352 | 7727437.4775 | 6929098.1199 | 6130758.7622 | 5332419.4046 | 4534080.0469 | 3735740.6893 | 3009646.7776 | 2357387.7118 | 1780587.8584 | 1280907.3201 | 860042.7218 | 519728.0142 | 261735.2949 | 87875.6476 | 0 | 0 | 0 | 0 | 0 | 0 | 0 | 0 | 0 | 0 | 0 | 0 | 0 | 0 | 0 | 0 | 0 | 0 | 0 | 0 | 0 | 0 | 0 | 0 | 0 | 0 | 0 | 0 | 0 | 0 | 0 | 0 | 0 | 0 | 0 | 0 | 0 | 0 | 0 | 0 | 0 | 0
|  |  | MACRS depreciation | 0 | 135460.2112 | 399210.2732 | 649184.3207 | 886596.4357 | 1112470.6738 | 1327853.6197 | 1533634.2694 | 1730721.1767 | 1929976.6326 | 2133579.5858 | 2173306.217 | 2058097.1537 | 1964727.8288 | 1891720.484 | 1837978.768 | 1802237.7186 | 1783573.5578 | 1780897.6936 | 1780893.3505 | 1780897.6936 | 1700303.5555 | 1537391.4558 | 1370850.3855 | 1200690.316 | 1026741.8206 | 849011.3627 | 667325.9303 | 481688.3229 | 291921.7836 | 98025.2849 | 0 | 0 | 0 | 0 | 0 | 0 | 0 | 0 | 0 | 0 | 0 | 0 | 0 | 0 | 0 | 0 | 0 | 0 | 0 | 0 | 0 | 0 | 0 | 0 | 0 | 0 | 0 | 0 | 0 | 0 | 0 | 0 | 0 | 0 | 0 | 0 | 0 | 0 | 0 | 0 | 0 | 0 | 0 | 0 | 0 | 0 | 0 | 0 | 0 | 0 | 0 | 0 | 0 | 0 | 0 | 0 | 0 | 0 | 0 | 0 | 0 | 0 | 0 | 0 | 0 | 0 | 0 | 0 | 0 | 0
|  |  | ADIT (b.o.y.) | 0 | 0 | -17519.9722 | -87674.9465 | -206196.7074 | -369143.6178 | -572847.7355 | -813920.8345 | -1089210.5014 | -1395805.3238 | -1733793.3303 | -2103855.1595 | -2484927.2246 | -2834069.0977 | -3157333.6625 | -3460364.2417 | -3748500.3043 | -4026730.735 | -4299788.3936 | -4572104.4364 | -4844419.2755 | -5116735.3183 | -5366714.6958 | -5571542.9848 | -5730214.4161 | -5841725.9842 | -5905027.7269 | -5919071.4731 | -5882761.1017 | -5795001.2674 | -5654647.6367 | -5460555.5915 | -5239295.8385 | -5018036.0855 | -4796776.3326 | -4575516.5796 | -4354256.8266 | -4132997.0737 | -3911737.3207 | -3690477.5677 | -3469217.8147 | -3247958.0618 | -3026698.3088 | -2805438.5558 | -2584178.8028 | -2362919.0499 | -2141659.2969 | -1920399.5439 | -1699139.791 | -1477880.038 | -1256620.285 | -1035360.532 | -834123.6044 | -653350.0043 | -493489.925 | -355003.4638 | -238360.8403 | -144042.6191 | -72539.937 | -24354.7357 | 9.1677e-10 | 9.1677e-10 | 9.1677e-10 | 9.1677e-10 | 9.1677e-10 | 9.1677e-10 | 9.1677e-10 | 9.1677e-10 | 9.1677e-10 | 9.1677e-10 | 9.1677e-10 | 9.1677e-10 | 9.1677e-10 | 9.1677e-10 | 9.1677e-10 | 9.1677e-10 | 9.1677e-10 | 9.1677e-10 | 9.1677e-10 | 9.1677e-10 | 9.1677e-10 | 9.1677e-10 | 9.1677e-10 | 9.1677e-10 | 9.1677e-10 | 9.1677e-10 | 9.1677e-10 | 9.1677e-10 | 9.1677e-10 | 9.1677e-10 | 9.1677e-10 | 9.1677e-10 | 9.1677e-10 | 9.1677e-10 | 9.1677e-10 | 9.1677e-10 | 9.1677e-10 | 9.1677e-10 | 9.1677e-10 | 9.1677e-10 | 9.1677e-10
|  |  | ADIT (e.o.y.) | 0 | -17519.9722 | -87674.9465 | -206196.7074 | -369143.6178 | -572847.7355 | -813920.8345 | -1089210.5014 | -1395805.3238 | -1733793.3303 | -2103855.1595 | -2484927.2246 | -2834069.0977 | -3157333.6625 | -3460364.2417 | -3748500.3043 | -4026730.735 | -4299788.3936 | -4572104.4364 | -4844419.2755 | -5116735.3183 | -5366714.6958 | -5571542.9848 | -5730214.4161 | -5841725.9842 | -5905027.7269 | -5919071.4731 | -5882761.1017 | -5795001.2674 | -5654647.6367 | -5460555.5915 | -5239295.8385 | -5018036.0855 | -4796776.3326 | -4575516.5796 | -4354256.8266 | -4132997.0737 | -3911737.3207 | -3690477.5677 | -3469217.8147 | -3247958.0618 | -3026698.3088 | -2805438.5558 | -2584178.8028 | -2362919.0499 | -2141659.2969 | -1920399.5439 | -1699139.791 | -1477880.038 | -1256620.285 | -1035360.532 | -834123.6044 | -653350.0043 | -493489.925 | -355003.4638 | -238360.8403 | -144042.6191 | -72539.937 | -24354.7357 | 9.1677e-10 | 9.1677e-10 | 9.1677e-10 | 9.1677e-10 | 9.1677e-10 | 9.1677e-10 | 9.1677e-10 | 9.1677e-10 | 9.1677e-10 | 9.1677e-10 | 9.1677e-10 | 9.1677e-10 | 9.1677e-10 | 9.1677e-10 | 9.1677e-10 | 9.1677e-10 | 9.1677e-10 | 9.1677e-10 | 9.1677e-10 | 9.1677e-10 | 9.1677e-10 | 9.1677e-10 | 9.1677e-10 | 9.1677e-10 | 9.1677e-10 | 9.1677e-10 | 9.1677e-10 | 9.1677e-10 | 9.1677e-10 | 9.1677e-10 | 9.1677e-10 | 9.1677e-10 | 9.1677e-10 | 9.1677e-10 | 9.1677e-10 | 9.1677e-10 | 9.1677e-10 | 9.1677e-10 | 9.1677e-10 | 9.1677e-10 | 9.1677e-10 | 9.1677e-10
|  |  | Net Rate Base | 0 | 3567389.5909 | 7106131.5393 | 10600943.8947 | 14056076.1519 | 17475480.8498 | 20862837.0721 | 24221569.46 | 27554867.6431 | 30864304.4999 | 34149660.4292 | 32975754.1244 | 31812307.7977 | 30677765.221 | 29566278.2914 | 28472355.6129 | 27390833.0086 | 26316849.6063 | 25245823.3979 | 24175168.5993 | 23104513.8007 | 22045026.7329 | 21019283.5421 | 20039194.3242 | 19105763.4668 | 18220017.4538 | 17383005.3518 | 16595799.3067 | 15859495.0519 | 15175212.4267 | 14544095.907 | 13953432.4485 | 13376352.8438 | 12799273.2391 | 12222193.6344 | 11645114.0298 | 11068034.4251 | 10490954.8204 | 9913875.2157 | 9336795.611 | 8759716.0064 | 8182636.4017 | 7605556.797 | 7028477.1923 | 6451397.5877 | 5874317.983 | 5297238.3783 | 4720158.7736 | 4143079.1689 | 3565999.5643 | 2988919.9596 | 2437951.6652 | 1939780.4403 | 1495567.8205 | 1106500.8949 | 773792.8689 | 498683.6382 | 282440.3765 | 126358.1349 | 31760.4559 | 9.1677e-10 | 9.1677e-10 | 9.1677e-10 | 9.1677e-10 | 9.1677e-10 | 9.1677e-10 | 9.1677e-10 | 9.1677e-10 | 9.1677e-10 | 9.1677e-10 | 9.1677e-10 | 9.1677e-10 | 9.1677e-10 | 9.1677e-10 | 9.1677e-10 | 9.1677e-10 | 9.1677e-10 | 9.1677e-10 | 9.1677e-10 | 9.1677e-10 | 9.1677e-10 | 9.1677e-10 | 9.1677e-10 | 9.1677e-10 | 9.1677e-10 | 9.1677e-10 | 9.1677e-10 | 9.1677e-10 | 9.1677e-10 | 9.1677e-10 | 9.1677e-10 | 9.1677e-10 | 9.1677e-10 | 9.1677e-10 | 9.1677e-10 | 9.1677e-10 | 9.1677e-10 | 9.1677e-10 | 9.1677e-10 | 9.1677e-10 | 9.1677e-10
|  |  | Pre-Tax return on rate base | 0 | 318567.8905 | 634577.5465 | 946664.2898 | 1255207.6004 | 1560560.4399 | 1863051.3505 | 2162986.1528 | 2460649.6805 | 2756182.3918 | 3049564.6763 | 2944734.8433 | 2840839.0863 | 2739524.4342 | 2640268.6514 | 2542581.3562 | 2446001.3877 | 2350094.6698 | 2254452.0294 | 2158842.5559 | 2063233.0824 | 1968620.8873 | 1877022.0203 | 1789500.0532 | 1706144.6776 | 1627047.5586 | 1552302.3779 | 1482004.8781 | 1416252.9081 | 1355146.4697 | 1298787.7645 | 1246041.5176 | 1194508.309 | 1142975.1003 | 1091441.8916 | 1039908.6829 | 988375.4742 | 936842.2655 | 885309.0568 | 833775.8481 | 782242.6394 | 730709.4307 | 679176.222 | 627643.0133 | 576109.8046 | 524576.5959 | 473043.3872 | 421510.1785 | 369976.9698 | 318443.7611 | 266910.5524 | 217709.0837 | 173222.3933 | 133554.2064 | 98810.5299 | 69099.7032 | 44532.4489 | 25221.9256 | 11283.7814 | 2836.2087 | 8.1868e-11 | 8.1868e-11 | 8.1868e-11 | 8.1868e-11 | 8.1868e-11 | 8.1868e-11 | 8.1868e-11 | 8.1868e-11 | 8.1868e-11 | 8.1868e-11 | 8.1868e-11 | 8.1868e-11 | 8.1868e-11 | 8.1868e-11 | 8.1868e-11 | 8.1868e-11 | 8.1868e-11 | 8.1868e-11 | 8.1868e-11 | 8.1868e-11 | 8.1868e-11 | 8.1868e-11 | 8.1868e-11 | 8.1868e-11 | 8.1868e-11 | 8.1868e-11 | 8.1868e-11 | 8.1868e-11 | 8.1868e-11 | 8.1868e-11 | 8.1868e-11 | 8.1868e-11 | 8.1868e-11 | 8.1868e-11 | 8.1868e-11 | 8.1868e-11 | 8.1868e-11 | 8.1868e-11 | 8.1868e-11 | 8.1868e-11 | 8.1868e-11

## Rev Req't_Baseline_UG1PH
Assumptions | Value
Equipment Life flag | 56 |  |  | 0 | 1 | 2 | 3 | 4 | 5 | 6 | 7 | 8 | 9 | 10
Book life flag | 50 |  |  | 2027 | 2028 | 2029 | 2030 | 2031 | 2032 | 2033 | 2034 | 2035 | 2036 | 2037
MACRS flag | 20 |  | Unescalated Baseline Costs (from Construction, with Overheads) |  | 2984286.2 | 2984286.2 | 2984286.2 | 2984286.2 | 2984286.2 | 2984286.2 | 2984286.2 | 2984286.2 | 2984286.2 | 2984286.2
|  |  | Miles unescalated |  | 4.96 | 4.96 | 4.96 | 4.96 | 4.96 | 4.96 | 4.96 | 4.96 | 4.96 | 4.96
|  |  | Cost per mile unescalated |  | 601670.6048 | 601670.6048 | 601670.6048 | 601670.6048 | 601670.6048 | 601670.6048 | 601670.6048 | 601670.6048 | 601670.6048 | 601670.6048
|  |  | CPI |  | 1 | 1.022 | 1.0445 | 1.0675 | 1.0909 | 1.1149 | 1.1395 | 1.1645 | 1.1902 | 1.2163
|  |  | Escalated with CPI |  | 2984286.2 | 3049940.4964 | 3117039.1873 | 3185614.0494 | 3255697.5585 | 3327322.9048 | 3400524.0087 | 3475335.5369 | 3551792.9187 | 3629932.3629
|  |  | Cost per mile escalated |  | 601670.6048 | 614907.3581 | 628435.32 | 642260.8971 | 656390.6368 | 670831.2308 | 685589.5179 | 700672.4873 | 716087.282 | 731841.2022
|  | Investment year in service |  | 0 | 1 | 2 | 3 | 4 | 5 | 6 | 7 | 8 | 9 | 10 | 11 | 12 | 13 | 14 | 15 | 16 | 17 | 18 | 19 | 20 | 21 | 22 | 23 | 24 | 25 | 26 | 27 | 28 | 29 | 30 | 31 | 32 | 33 | 34 | 35 | 36 | 37 | 38 | 39 | 40 | 41 | 42 | 43 | 44 | 45 | 46 | 47 | 48 | 49 | 50 | 51 | 52 | 53 | 54 | 55 | 56 | 57 | 58 | 59 | 60 | 61 | 62 | 63 | 64 | 65 | 66 | 67 | 68 | 69 | 70 | 71 | 72 | 73 | 74 | 75 | 76 | 77 | 78 | 79 | 80 | 81 | 82 | 83 | 84 | 85 | 86 | 87 | 88 | 89 | 90 | 91 | 92 | 93 | 94 | 95 | 96 | 97 | 98 | 99 | 100
QAQC check |  | 2027 | CAPEX Cost element | 2027 | 2028 | 2029 | 2030 | 2031 | 2032 | 2033 | 2034 | 2035 | 2036 | 2037 | 2038 | 2039 | 2040 | 2041 | 2042 | 2043 | 2044 | 2045 | 2046 | 2047 | 2048 | 2049 | 2050 | 2051 | 2052 | 2053 | 2054 | 2055 | 2056 | 2057 | 2058 | 2059 | 2060 | 2061 | 2062 | 2063 | 2064 | 2065 | 2066 | 2067 | 2068 | 2069 | 2070 | 2071 | 2072 | 2073 | 2074 | 2075 | 2076 | 2077 | 2078 | 2079 | 2080 | 2081 | 2082 | 2083 | 2084 | 2085 | 2086 | 2087 | 2088 | 2089 | 2090 | 2091 | 2092 | 2093 | 2094 | 2095 | 2096 | 2097 | 2098 | 2099 | 2100 | 2101 | 2102 | 2103 | 2104 | 2105 | 2106 | 2107 | 2108 | 2109 | 2110 | 2111 | 2112 | 2113 | 2114 | 2115 | 2116 | 2117 | 2118 | 2119 | 2120 | 2121 | 2122 | 2123 | 2124 | 2125 | 2126 | 2127
2984286.2 |  |  | Book depreciation |  | 59685.724 | 59685.724 | 59685.724 | 59685.724 | 59685.724 | 59685.724 | 59685.724 | 59685.724 | 59685.724 | 59685.724 | 59685.724 | 59685.724 | 59685.724 | 59685.724 | 59685.724 | 59685.724 | 59685.724 | 59685.724 | 59685.724 | 59685.724 | 59685.724 | 59685.724 | 59685.724 | 59685.724 | 59685.724 | 59685.724 | 59685.724 | 59685.724 | 59685.724 | 59685.724 | 59685.724 | 59685.724 | 59685.724 | 59685.724 | 59685.724 | 59685.724 | 59685.724 | 59685.724 | 59685.724 | 59685.724 | 59685.724 | 59685.724 | 59685.724 | 59685.724 | 59685.724 | 59685.724 | 59685.724 | 59685.724 | 59685.724 | 59685.724 | 0 | 0 | 0 | 0 | 0 | 0 | 0 | 0 | 0 | 0 | 0 | 0 | 0 | 0 | 0 | 0 | 0 | 0 | 0 | 0 | 0 | 0 | 0 | 0 | 0 | 0 | 0 | 0 | 0 | 0 | 0 | 0 | 0 | 0 | 0 | 0 | 0 | 0 | 0 | 0 | 0 | 0 | 0 | 0 | 0 | 0 | 0 | 0 | 0 | 0
|  |  | Plant in Service | 2984286.2 | 2984286.2 | 2984286.2 | 2984286.2 | 2984286.2 | 2984286.2 | 2984286.2 | 2984286.2 | 2984286.2 | 2984286.2 | 2984286.2 | 2984286.2 | 2984286.2 | 2984286.2 | 2984286.2 | 2984286.2 | 2984286.2 | 2984286.2 | 2984286.2 | 2984286.2 | 2984286.2 | 2984286.2 | 2984286.2 | 2984286.2 | 2984286.2 | 2984286.2 | 2984286.2 | 2984286.2 | 2984286.2 | 2984286.2 | 2984286.2 | 2984286.2 | 2984286.2 | 2984286.2 | 2984286.2 | 2984286.2 | 2984286.2 | 2984286.2 | 2984286.2 | 2984286.2 | 2984286.2 | 2984286.2 | 2984286.2 | 2984286.2 | 2984286.2 | 2984286.2 | 2984286.2 | 2984286.2 | 2984286.2 | 2984286.2 | 2984286.2 | 0 | 0 | 0 | 0 | 0 | 0 | 0 | 0 | 0 | 0 | 0 | 0 | 0 | 0 | 0 | 0 | 0 | 0 | 0 | 0 | 0 | 0 | 0 | 0 | 0 | 0 | 0 | 0 | 0 | 0 | 0 | 0 | 0 | 0 | 0 | 0 | 0 | 0 | 0 | 0 | 0 | 0 | 0 | 0 | 0 | 0 | 0 | 0 | 0 | 0
|  |  | Accumulated Depreciation |  | -59685.724 | -119371.448 | -179057.172 | -238742.896 | -298428.62 | -358114.344 | -417800.068 | -477485.792 | -537171.516 | -596857.24 | -656542.964 | -716228.688 | -775914.412 | -835600.136 | -895285.86 | -954971.584 | -1014657.308 | -1074343.032 | -1134028.756 | -1193714.48 | -1253400.204 | -1313085.928 | -1372771.652 | -1432457.376 | -1492143.1 | -1551828.824 | -1611514.548 | -1671200.272 | -1730885.996 | -1790571.72 | -1850257.444 | -1909943.168 | -1969628.892 | -2029314.616 | -2089000.34 | -2148686.064 | -2208371.788 | -2268057.512 | -2327743.236 | -2387428.96 | -2447114.684 | -2506800.408 | -2566486.132 | -2626171.856 | -2685857.58 | -2745543.304 | -2805229.028 | -2864914.752 | -2924600.476 | -2984286.2 | 0 | 0 | 0 | 0 | 0 | 0 | 0 | 0 | 0 | 0 | 0 | 0 | 0 | 0 | 0 | 0 | 0 | 0 | 0 | 0 | 0 | 0 | 0 | 0 | 0 | 0 | 0 | 0 | 0 | 0 | 0 | 0 | 0 | 0 | 0 | 0 | 0 | 0 | 0 | 0 | 0 | 0 | 0 | 0 | 0 | 0 | 0 | 0 | 0 | 0
|  |  | Net Plant (b.o.y.) |  | 2984286.2 | 2924600.476 | 2864914.752 | 2805229.028 | 2745543.304 | 2685857.58 | 2626171.856 | 2566486.132 | 2506800.408 | 2447114.684 | 2387428.96 | 2327743.236 | 2268057.512 | 2208371.788 | 2148686.064 | 2089000.34 | 2029314.616 | 1969628.892 | 1909943.168 | 1850257.444 | 1790571.72 | 1730885.996 | 1671200.272 | 1611514.548 | 1551828.824 | 1492143.1 | 1432457.376 | 1372771.652 | 1313085.928 | 1253400.204 | 1193714.48 | 1134028.756 | 1074343.032 | 1014657.308 | 954971.584 | 895285.86 | 835600.136 | 775914.412 | 716228.688 | 656542.964 | 596857.24 | 537171.516 | 477485.792 | 417800.068 | 358114.344 | 298428.62 | 238742.896 | 179057.172 | 119371.448 | 59685.724 | 0 | 0 | 0 | 0 | 0 | 0 | 0 | 0 | 0 | 0 | 0 | 0 | 0 | 0 | 0 | 0 | 0 | 0 | 0 | 0 | 0 | 0 | 0 | 0 | 0 | 0 | 0 | 0 | 0 | 0 | 0 | 0 | 0 | 0 | 0 | 0 | 0 | 0 | 0 | 0 | 0 | 0 | 0 | 0 | 0 | 0 | 0 | 0 | 0 | 0
|  |  | Net Plant (e.o.y.) | 2984286.2 | 2924600.476 | 2864914.752 | 2805229.028 | 2745543.304 | 2685857.58 | 2626171.856 | 2566486.132 | 2506800.408 | 2447114.684 | 2387428.96 | 2327743.236 | 2268057.512 | 2208371.788 | 2148686.064 | 2089000.34 | 2029314.616 | 1969628.892 | 1909943.168 | 1850257.444 | 1790571.72 | 1730885.996 | 1671200.272 | 1611514.548 | 1551828.824 | 1492143.1 | 1432457.376 | 1372771.652 | 1313085.928 | 1253400.204 | 1193714.48 | 1134028.756 | 1074343.032 | 1014657.308 | 954971.584 | 895285.86 | 835600.136 | 775914.412 | 716228.688 | 656542.964 | 596857.24 | 537171.516 | 477485.792 | 417800.068 | 358114.344 | 298428.62 | 238742.896 | 179057.172 | 119371.448 | 59685.724 | 0 | 0 | 0 | 0 | 0 | 0 | 0 | 0 | 0 | 0 | 0 | 0 | 0 | 0 | 0 | 0 | 0 | 0 | 0 | 0 | 0 | 0 | 0 | 0 | 0 | 0 | 0 | 0 | 0 | 0 | 0 | 0 | 0 | 0 | 0 | 0 | 0 | 0 | 0 | 0 | 0 | 0 | 0 | 0 | 0 | 0 | 0 | 0 | 0 | 0 | 0
|  |  | MACRS depreciation |  | 111910.7325 | 215435.6208 | 199260.7896 | 184339.3586 | 170492.2706 | 157719.5257 | 145871.9095 | 134949.422 | 133158.8502 | 133129.0074 | 133158.8502 | 133129.0074 | 133158.8502 | 133129.0074 | 133158.8502 | 133129.0074 | 133158.8502 | 133129.0074 | 133158.8502 | 133129.0074 | 66579.4251 | 0 | 0 | 0 | 0 | 0 | 0 | 0 | 0 | 0 | 0 | 0 | 0 | 0 | 0 | 0 | 0 | 0 | 0 | 0 | 0 | 0 | 0 | 0 | 0 | 0 | 0 | 0 | 0 | 0 | 0 | 0 | 0 | 0 | 0 | 0 | 0 | 0 | 0 | 0 | 0 | 0 | 0 | 0 | 0 | 0 | 0 | 0 | 0 | 0 | 0 | 0 | 0 | 0 | 0 | 0 | 0 | 0 | 0 | 0 | 0 | 0 | 0 | 0 | 0 | 0 | 0 | 0 | 0 | 0 | 0 | 0 | 0 | 0 | 0 | 0 | 0 | 0 | 0 | 0
|  |  | ADIT (b.o.y.) |  | 0 | -14474.1611 | -57640.245 | -96323.4744 | -130871.2292 | -161581.2636 | -188751.3318 | -212637.8331 | -233497.167 | -253860.2439 | -274215.0499 | -294578.1268 | -314932.9328 | -335296.0098 | -355650.8157 | -376013.8927 | -396368.6987 | -416731.7756 | -437086.5816 | -457449.6585 | -477804.4645 | -479715.0538 | -463173.1554 | -446631.257 | -430089.3586 | -413547.4602 | -397005.5618 | -380463.6634 | -363921.7649 | -347379.8665 | -330837.9681 | -314296.0697 | -297754.1713 | -281212.2729 | -264670.3745 | -248128.4761 | -231586.5777 | -215044.6793 | -198502.7809 | -181960.8825 | -165418.9841 | -148877.0857 | -132335.1873 | -115793.2888 | -99251.3904 | -82709.492 | -66167.5936 | -49625.6952 | -33083.7968 | -16541.8984 | -2.8376e-10 | -2.8376e-10 | -2.8376e-10 | -2.8376e-10 | -2.8376e-10 | -2.8376e-10 | -2.8376e-10 | -2.8376e-10 | -2.8376e-10 | -2.8376e-10 | -2.8376e-10 | -2.8376e-10 | -2.8376e-10 | -2.8376e-10 | -2.8376e-10 | -2.8376e-10 | -2.8376e-10 | -2.8376e-10 | -2.8376e-10 | -2.8376e-10 | -2.8376e-10 | -2.8376e-10 | -2.8376e-10 | -2.8376e-10 | -2.8376e-10 | -2.8376e-10 | -2.8376e-10 | -2.8376e-10 | -2.8376e-10 | -2.8376e-10 | -2.8376e-10 | -2.8376e-10 | -2.8376e-10 | -2.8376e-10 | -2.8376e-10 | -2.8376e-10 | -2.8376e-10 | -2.8376e-10 | -2.8376e-10 | -2.8376e-10 | -2.8376e-10 | -2.8376e-10 | -2.8376e-10 | -2.8376e-10 | -2.8376e-10 | -2.8376e-10 | -2.8376e-10 | -2.8376e-10 | -2.8376e-10 | -2.8376e-10
|  |  | ADIT (e.o.y.) |  | -14474.1611 | -57640.245 | -96323.4744 | -130871.2292 | -161581.2636 | -188751.3318 | -212637.8331 | -233497.167 | -253860.2439 | -274215.0499 | -294578.1268 | -314932.9328 | -335296.0098 | -355650.8157 | -376013.8927 | -396368.6987 | -416731.7756 | -437086.5816 | -457449.6585 | -477804.4645 | -479715.0538 | -463173.1554 | -446631.257 | -430089.3586 | -413547.4602 | -397005.5618 | -380463.6634 | -363921.7649 | -347379.8665 | -330837.9681 | -314296.0697 | -297754.1713 | -281212.2729 | -264670.3745 | -248128.4761 | -231586.5777 | -215044.6793 | -198502.7809 | -181960.8825 | -165418.9841 | -148877.0857 | -132335.1873 | -115793.2888 | -99251.3904 | -82709.492 | -66167.5936 | -49625.6952 | -33083.7968 | -16541.8984 | -2.8376e-10 | -2.8376e-10 | -2.8376e-10 | -2.8376e-10 | -2.8376e-10 | -2.8376e-10 | -2.8376e-10 | -2.8376e-10 | -2.8376e-10 | -2.8376e-10 | -2.8376e-10 | -2.8376e-10 | -2.8376e-10 | -2.8376e-10 | -2.8376e-10 | -2.8376e-10 | -2.8376e-10 | -2.8376e-10 | -2.8376e-10 | -2.8376e-10 | -2.8376e-10 | -2.8376e-10 | -2.8376e-10 | -2.8376e-10 | -2.8376e-10 | -2.8376e-10 | -2.8376e-10 | -2.8376e-10 | -2.8376e-10 | -2.8376e-10 | -2.8376e-10 | -2.8376e-10 | -2.8376e-10 | -2.8376e-10 | -2.8376e-10 | -2.8376e-10 | -2.8376e-10 | -2.8376e-10 | -2.8376e-10 | -2.8376e-10 | -2.8376e-10 | -2.8376e-10 | -2.8376e-10 | -2.8376e-10 | -2.8376e-10 | -2.8376e-10 | -2.8376e-10 | -2.8376e-10 | -2.8376e-10 | -2.8376e-10 | -2.8376e-10
|  |  | Net Rate Base |  | 2947206.2574 | 2858700.4109 | 2758090.0303 | 2661788.8142 | 2569474.1956 | 2480848.4203 | 2395634.4116 | 2313575.77 | 2233278.8406 | 2153234.1751 | 2073189.5096 | 1993144.8442 | 1913100.1787 | 1833055.5133 | 1753010.8478 | 1672966.1823 | 1592921.5169 | 1512876.8514 | 1432832.1859 | 1352787.5205 | 1281969.0988 | 1229599.0294 | 1186455.2038 | 1143311.3782 | 1100167.5526 | 1057023.727 | 1013879.9014 | 970736.0759 | 927592.2503 | 884448.4247 | 841304.5991 | 798160.7735 | 755016.9479 | 711873.1223 | 668729.2967 | 625585.4711 | 582441.6455 | 539297.8199 | 496153.9943 | 453010.1687 | 409866.3431 | 366722.5175 | 323578.692 | 280434.8664 | 237291.0408 | 194147.2152 | 151003.3896 | 107859.564 | 64715.7384 | 21571.9128 | -2.8376e-10 | -2.8376e-10 | -2.8376e-10 | -2.8376e-10 | -2.8376e-10 | -2.8376e-10 | -2.8376e-10 | -2.8376e-10 | -2.8376e-10 | -2.8376e-10 | -2.8376e-10 | -2.8376e-10 | -2.8376e-10 | -2.8376e-10 | -2.8376e-10 | -2.8376e-10 | -2.8376e-10 | -2.8376e-10 | -2.8376e-10 | -2.8376e-10 | -2.8376e-10 | -2.8376e-10 | -2.8376e-10 | -2.8376e-10 | -2.8376e-10 | -2.8376e-10 | -2.8376e-10 | -2.8376e-10 | -2.8376e-10 | -2.8376e-10 | -2.8376e-10 | -2.8376e-10 | -2.8376e-10 | -2.8376e-10 | -2.8376e-10 | -2.8376e-10 | -2.8376e-10 | -2.8376e-10 | -2.8376e-10 | -2.8376e-10 | -2.8376e-10 | -2.8376e-10 | -2.8376e-10 | -2.8376e-10 | -2.8376e-10 | -2.8376e-10 | -2.8376e-10 | -2.8376e-10 | -2.8376e-10 | -2.8376e-10
|  |  | Pre-Tax return on rate base |  | 263185.5188 | 255281.9467 | 246297.4397 | 237697.7411 | 229454.0457 | 221539.7639 | 213930.153 | 206602.3163 | 199431.8005 | 192283.8118 | 185135.8232 | 177987.8346 | 170839.846 | 163691.8573 | 156543.8687 | 149395.8801 | 142247.8915 | 135099.9028 | 127951.9142 | 120803.9256 | 114479.8405 | 109803.1933 | 105950.4497 | 102097.7061 | 98244.9625 | 94392.2188 | 90539.4752 | 86686.7316 | 82833.9879 | 78981.2443 | 75128.5007 | 71275.7571 | 67423.0134 | 63570.2698 | 59717.5262 | 55864.7826 | 52012.0389 | 48159.2953 | 44306.5517 | 40453.8081 | 36601.0644 | 32748.3208 | 28895.5772 | 25042.8336 | 21190.0899 | 17337.3463 | 13484.6027 | 9631.8591 | 5779.1154 | 1926.3718 | -2.534e-11 | -2.534e-11 | -2.534e-11 | -2.534e-11 | -2.534e-11 | -2.534e-11 | -2.534e-11 | -2.534e-11 | -2.534e-11 | -2.534e-11 | -2.534e-11 | -2.534e-11 | -2.534e-11 | -2.534e-11 | -2.534e-11 | -2.534e-11 | -2.534e-11 | -2.534e-11 | -2.534e-11 | -2.534e-11 | -2.534e-11 | -2.534e-11 | -2.534e-11 | -2.534e-11 | -2.534e-11 | -2.534e-11 | -2.534e-11 | -2.534e-11 | -2.534e-11 | -2.534e-11 | -2.534e-11 | -2.534e-11 | -2.534e-11 | -2.534e-11 | -2.534e-11 | -2.534e-11 | -2.534e-11 | -2.534e-11 | -2.534e-11 | -2.534e-11 | -2.534e-11 | -2.534e-11 | -2.534e-11 | -2.534e-11 | -2.534e-11 | -2.534e-11 | -2.534e-11 | -2.534e-11 | -2.534e-11 | -2.534e-11
|  | Investment year in service |  |  | 0 | 1 | 2 | 3 | 4 | 5 | 6 | 7 | 8 | 9 | 10 | 11 | 12 | 13 | 14 | 15 | 16 | 17 | 18 | 19 | 20 | 21 | 22 | 23 | 24 | 25 | 26 | 27 | 28 | 29 | 30 | 31 | 32 | 33 | 34 | 35 | 36 | 37 | 38 | 39 | 40 | 41 | 42 | 43 | 44 | 45 | 46 | 47 | 48 | 49 | 50 | 51 | 52 | 53 | 54 | 55 | 56 | 57 | 58 | 59 | 60 | 61 | 62 | 63 | 64 | 65 | 66 | 67 | 68 | 69 | 70 | 71 | 72 | 73 | 74 | 75 | 76 | 77 | 78 | 79 | 80 | 81 | 82 | 83 | 84 | 85 | 86 | 87 | 88 | 89 | 90 | 91 | 92 | 93 | 94 | 95 | 96 | 97 | 98 | 99
QAQC check |  | 2028 | CAPEX Cost element | 2027 | 2028 | 2029 | 2030 | 2031 | 2032 | 2033 | 2034 | 2035 | 2036 | 2037 | 2038 | 2039 | 2040 | 2041 | 2042 | 2043 | 2044 | 2045 | 2046 | 2047 | 2048 | 2049 | 2050 | 2051 | 2052 | 2053 | 2054 | 2055 | 2056 | 2057 | 2058 | 2059 | 2060 | 2061 | 2062 | 2063 | 2064 | 2065 | 2066 | 2067 | 2068 | 2069 | 2070 | 2071 | 2072 | 2073 | 2074 | 2075 | 2076 | 2077 | 2078 | 2079 | 2080 | 2081 | 2082 | 2083 | 2084 | 2085 | 2086 | 2087 | 2088 | 2089 | 2090 | 2091 | 2092 | 2093 | 2094 | 2095 | 2096 | 2097 | 2098 | 2099 | 2100 | 2101 | 2102 | 2103 | 2104 | 2105 | 2106 | 2107 | 2108 | 2109 | 2110 | 2111 | 2112 | 2113 | 2114 | 2115 | 2116 | 2117 | 2118 | 2119 | 2120 | 2121 | 2122 | 2123 | 2124 | 2125 | 2126 | 2127
3049940.4964 |  |  | Book depreciation |  |  | 60998.8099 | 60998.8099 | 60998.8099 | 60998.8099 | 60998.8099 | 60998.8099 | 60998.8099 | 60998.8099 | 60998.8099 | 60998.8099 | 60998.8099 | 60998.8099 | 60998.8099 | 60998.8099 | 60998.8099 | 60998.8099 | 60998.8099 | 60998.8099 | 60998.8099 | 60998.8099 | 60998.8099 | 60998.8099 | 60998.8099 | 60998.8099 | 60998.8099 | 60998.8099 | 60998.8099 | 60998.8099 | 60998.8099 | 60998.8099 | 60998.8099 | 60998.8099 | 60998.8099 | 60998.8099 | 60998.8099 | 60998.8099 | 60998.8099 | 60998.8099 | 60998.8099 | 60998.8099 | 60998.8099 | 60998.8099 | 60998.8099 | 60998.8099 | 60998.8099 | 60998.8099 | 60998.8099 | 60998.8099 | 60998.8099 | 60998.8099 | 0 | 0 | 0 | 0 | 0 | 0 | 0 | 0 | 0 | 0 | 0 | 0 | 0 | 0 | 0 | 0 | 0 | 0 | 0 | 0 | 0 | 0 | 0 | 0 | 0 | 0 | 0 | 0 | 0 | 0 | 0 | 0 | 0 | 0 | 0 | 0 | 0 | 0 | 0 | 0 | 0 | 0 | 0 | 0 | 0 | 0 | 0 | 0 | 0
|  |  | Plant in Service |  | 3049940.4964 | 3049940.4964 | 3049940.4964 | 3049940.4964 | 3049940.4964 | 3049940.4964 | 3049940.4964 | 3049940.4964 | 3049940.4964 | 3049940.4964 | 3049940.4964 | 3049940.4964 | 3049940.4964 | 3049940.4964 | 3049940.4964 | 3049940.4964 | 3049940.4964 | 3049940.4964 | 3049940.4964 | 3049940.4964 | 3049940.4964 | 3049940.4964 | 3049940.4964 | 3049940.4964 | 3049940.4964 | 3049940.4964 | 3049940.4964 | 3049940.4964 | 3049940.4964 | 3049940.4964 | 3049940.4964 | 3049940.4964 | 3049940.4964 | 3049940.4964 | 3049940.4964 | 3049940.4964 | 3049940.4964 | 3049940.4964 | 3049940.4964 | 3049940.4964 | 3049940.4964 | 3049940.4964 | 3049940.4964 | 3049940.4964 | 3049940.4964 | 3049940.4964 | 3049940.4964 | 3049940.4964 | 3049940.4964 | 3049940.4964 | 3049940.4964 | 0 | 0 | 0 | 0 | 0 | 0 | 0 | 0 | 0 | 0 | 0 | 0 | 0 | 0 | 0 | 0 | 0 | 0 | 0 | 0 | 0 | 0 | 0 | 0 | 0 | 0 | 0 | 0 | 0 | 0 | 0 | 0 | 0 | 0 | 0 | 0 | 0 | 0 | 0 | 0 | 0 | 0 | 0 | 0 | 0 | 0 | 0 | 0 | 0
|  |  | Accumulated Depreciation |  |  | -60998.8099 | -121997.6199 | -182996.4298 | -243995.2397 | -304994.0496 | -365992.8596 | -426991.6695 | -487990.4794 | -548989.2894 | -609988.0993 | -670986.9092 | -731985.7191 | -792984.5291 | -853983.339 | -914982.1489 | -975980.9588 | -1036979.7688 | -1097978.5787 | -1158977.3886 | -1219976.1986 | -1280975.0085 | -1341973.8184 | -1402972.6283 | -1463971.4383 | -1524970.2482 | -1585969.0581 | -1646967.8681 | -1707966.678 | -1768965.4879 | -1829964.2978 | -1890963.1078 | -1951961.9177 | -2012960.7276 | -2073959.5376 | -2134958.3475 | -2195957.1574 | -2256955.9673 | -2317954.7773 | -2378953.5872 | -2439952.3971 | -2500951.207 | -2561950.017 | -2622948.8269 | -2683947.6368 | -2744946.4468 | -2805945.2567 | -2866944.0666 | -2927942.8765 | -2988941.6865 | -3049940.4964 | 0 | 0 | 0 | 0 | 0 | 0 | 0 | 0 | 0 | 0 | 0 | 0 | 0 | 0 | 0 | 0 | 0 | 0 | 0 | 0 | 0 | 0 | 0 | 0 | 0 | 0 | 0 | 0 | 0 | 0 | 0 | 0 | 0 | 0 | 0 | 0 | 0 | 0 | 0 | 0 | 0 | 0 | 0 | 0 | 0 | 0 | 0 | 0 | 0
|  |  | Net Plant (b.o.y.) |  |  | 3049940.4964 | 2988941.6865 | 2927942.8765 | 2866944.0666 | 2805945.2567 | 2744946.4468 | 2683947.6368 | 2622948.8269 | 2561950.017 | 2500951.207 | 2439952.3971 | 2378953.5872 | 2317954.7773 | 2256955.9673 | 2195957.1574 | 2134958.3475 | 2073959.5376 | 2012960.7276 | 1951961.9177 | 1890963.1078 | 1829964.2978 | 1768965.4879 | 1707966.678 | 1646967.8681 | 1585969.0581 | 1524970.2482 | 1463971.4383 | 1402972.6283 | 1341973.8184 | 1280975.0085 | 1219976.1986 | 1158977.3886 | 1097978.5787 | 1036979.7688 | 975980.9588 | 914982.1489 | 853983.339 | 792984.5291 | 731985.7191 | 670986.9092 | 609988.0993 | 548989.2894 | 487990.4794 | 426991.6695 | 365992.8596 | 304994.0496 | 243995.2397 | 182996.4298 | 121997.6199 | 60998.8099 | 0 | 0 | 0 | 0 | 0 | 0 | 0 | 0 | 0 | 0 | 0 | 0 | 0 | 0 | 0 | 0 | 0 | 0 | 0 | 0 | 0 | 0 | 0 | 0 | 0 | 0 | 0 | 0 | 0 | 0 | 0 | 0 | 0 | 0 | 0 | 0 | 0 | 0 | 0 | 0 | 0 | 0 | 0 | 0 | 0 | 0 | 0 | 0 | 0
|  |  | Net Plant (e.o.y.) |  | 3049940.4964 | 2988941.6865 | 2927942.8765 | 2866944.0666 | 2805945.2567 | 2744946.4468 | 2683947.6368 | 2622948.8269 | 2561950.017 | 2500951.207 | 2439952.3971 | 2378953.5872 | 2317954.7773 | 2256955.9673 | 2195957.1574 | 2134958.3475 | 2073959.5376 | 2012960.7276 | 1951961.9177 | 1890963.1078 | 1829964.2978 | 1768965.4879 | 1707966.678 | 1646967.8681 | 1585969.0581 | 1524970.2482 | 1463971.4383 | 1402972.6283 | 1341973.8184 | 1280975.0085 | 1219976.1986 | 1158977.3886 | 1097978.5787 | 1036979.7688 | 975980.9588 | 914982.1489 | 853983.339 | 792984.5291 | 731985.7191 | 670986.9092 | 609988.0993 | 548989.2894 | 487990.4794 | 426991.6695 | 365992.8596 | 304994.0496 | 243995.2397 | 182996.4298 | 121997.6199 | 60998.8099 | 0 | 0 | 0 | 0 | 0 | 0 | 0 | 0 | 0 | 0 | 0 | 0 | 0 | 0 | 0 | 0 | 0 | 0 | 0 | 0 | 0 | 0 | 0 | 0 | 0 | 0 | 0 | 0 | 0 | 0 | 0 | 0 | 0 | 0 | 0 | 0 | 0 | 0 | 0 | 0 | 0 | 0 | 0 | 0 | 0 | 0 | 0 | 0 | 0 | 0
|  |  | MACRS depreciation |  |  | 114372.7686 | 220175.2044 | 203644.5269 | 188394.8245 | 174243.1006 | 161189.3552 | 149081.0915 | 137918.3092 | 136088.3449 | 136057.8455 | 136088.3449 | 136057.8455 | 136088.3449 | 136057.8455 | 136088.3449 | 136057.8455 | 136088.3449 | 136057.8455 | 136088.3449 | 136057.8455 | 68044.1725 | 0 | 0 | 0 | 0 | 0 | 0 | 0 | 0 | 0 | 0 | 0 | 0 | 0 | 0 | 0 | 0 | 0 | 0 | 0 | 0 | 0 | 0 | 0 | 0 | 0 | 0 | 0 | 0 | 0 | 0 | 0 | 0 | 0 | 0 | 0 | 0 | 0 | 0 | 0 | 0 | 0 | 0 | 0 | 0 | 0 | 0 | 0 | 0 | 0 | 0 | 0 | 0 | 0 | 0 | 0 | 0 | 0 | 0 | 0 | 0 | 0 | 0 | 0 | 0 | 0 | 0 | 0 | 0 | 0 | 0 | 0 | 0 | 0 | 0 | 0 | 0 | 0 | 0
|  |  | ADIT (b.o.y.) |  |  | 0 | -14792.5927 | -58908.3304 | -98442.5909 | -133750.3963 | -165136.0514 | -192903.8611 | -217315.8654 | -238634.1046 | -259445.1693 | -280247.781 | -301058.8456 | -321861.4573 | -342672.522 | -363475.1337 | -384286.1983 | -405088.81 | -425899.8747 | -446702.4864 | -467513.551 | -488316.1627 | -490268.785 | -473362.9648 | -456457.1446 | -439551.3245 | -422645.5043 | -405739.6841 | -388833.8639 | -371928.0438 | -355022.2236 | -338116.4034 | -321210.5833 | -304304.7631 | -287398.9429 | -270493.1227 | -253587.3026 | -236681.4824 | -219775.6622 | -202869.8421 | -185964.0219 | -169058.2017 | -152152.3815 | -135246.5614 | -118340.7412 | -101434.921 | -84529.1009 | -67623.2807 | -50717.4605 | -33811.6403 | -16905.8202 | -1.1642e-10 | -1.1642e-10 | -1.1642e-10 | -1.1642e-10 | -1.1642e-10 | -1.1642e-10 | -1.1642e-10 | -1.1642e-10 | -1.1642e-10 | -1.1642e-10 | -1.1642e-10 | -1.1642e-10 | -1.1642e-10 | -1.1642e-10 | -1.1642e-10 | -1.1642e-10 | -1.1642e-10 | -1.1642e-10 | -1.1642e-10 | -1.1642e-10 | -1.1642e-10 | -1.1642e-10 | -1.1642e-10 | -1.1642e-10 | -1.1642e-10 | -1.1642e-10 | -1.1642e-10 | -1.1642e-10 | -1.1642e-10 | -1.1642e-10 | -1.1642e-10 | -1.1642e-10 | -1.1642e-10 | -1.1642e-10 | -1.1642e-10 | -1.1642e-10 | -1.1642e-10 | -1.1642e-10 | -1.1642e-10 | -1.1642e-10 | -1.1642e-10 | -1.1642e-10 | -1.1642e-10 | -1.1642e-10 | -1.1642e-10 | -1.1642e-10 | -1.1642e-10 | -1.1642e-10 | -1.1642e-10
|  |  | ADIT (e.o.y.) |  |  | -14792.5927 | -58908.3304 | -98442.5909 | -133750.3963 | -165136.0514 | -192903.8611 | -217315.8654 | -238634.1046 | -259445.1693 | -280247.781 | -301058.8456 | -321861.4573 | -342672.522 | -363475.1337 | -384286.1983 | -405088.81 | -425899.8747 | -446702.4864 | -467513.551 | -488316.1627 | -490268.785 | -473362.9648 | -456457.1446 | -439551.3245 | -422645.5043 | -405739.6841 | -388833.8639 | -371928.0438 | -355022.2236 | -338116.4034 | -321210.5833 | -304304.7631 | -287398.9429 | -270493.1227 | -253587.3026 | -236681.4824 | -219775.6622 | -202869.8421 | -185964.0219 | -169058.2017 | -152152.3815 | -135246.5614 | -118340.7412 | -101434.921 | -84529.1009 | -67623.2807 | -50717.4605 | -33811.6403 | -16905.8202 | -1.1642e-10 | -1.1642e-10 | -1.1642e-10 | -1.1642e-10 | -1.1642e-10 | -1.1642e-10 | -1.1642e-10 | -1.1642e-10 | -1.1642e-10 | -1.1642e-10 | -1.1642e-10 | -1.1642e-10 | -1.1642e-10 | -1.1642e-10 | -1.1642e-10 | -1.1642e-10 | -1.1642e-10 | -1.1642e-10 | -1.1642e-10 | -1.1642e-10 | -1.1642e-10 | -1.1642e-10 | -1.1642e-10 | -1.1642e-10 | -1.1642e-10 | -1.1642e-10 | -1.1642e-10 | -1.1642e-10 | -1.1642e-10 | -1.1642e-10 | -1.1642e-10 | -1.1642e-10 | -1.1642e-10 | -1.1642e-10 | -1.1642e-10 | -1.1642e-10 | -1.1642e-10 | -1.1642e-10 | -1.1642e-10 | -1.1642e-10 | -1.1642e-10 | -1.1642e-10 | -1.1642e-10 | -1.1642e-10 | -1.1642e-10 | -1.1642e-10 | -1.1642e-10 | -1.1642e-10 | -1.1642e-10 | -1.1642e-10
|  |  | Net Rate Base |  |  | 3012044.7951 | 2921591.82 | 2818768.011 | 2720348.1681 | 2626002.6279 | 2535427.0855 | 2448338.3686 | 2364474.4369 | 2282410.9751 | 2200605.327 | 2118799.6789 | 2036994.0308 | 1955188.3826 | 1873382.7345 | 1791577.0864 | 1709771.4383 | 1627965.7902 | 1546160.1421 | 1464354.494 | 1382548.8459 | 1310172.419 | 1256650.2081 | 1212557.2183 | 1168464.2285 | 1124371.2388 | 1080278.249 | 1036185.2593 | 992092.2695 | 947999.2798 | 903906.29 | 859813.3003 | 815720.3105 | 771627.3207 | 727534.331 | 683441.3412 | 639348.3515 | 595255.3617 | 551162.372 | 507069.3822 | 462976.3924 | 418883.4027 | 374790.4129 | 330697.4232 | 286604.4334 | 242511.4437 | 198418.4539 | 154325.4641 | 110232.4744 | 66139.4846 | 22046.4949 | -1.1642e-10 | -1.1642e-10 | -1.1642e-10 | -1.1642e-10 | -1.1642e-10 | -1.1642e-10 | -1.1642e-10 | -1.1642e-10 | -1.1642e-10 | -1.1642e-10 | -1.1642e-10 | -1.1642e-10 | -1.1642e-10 | -1.1642e-10 | -1.1642e-10 | -1.1642e-10 | -1.1642e-10 | -1.1642e-10 | -1.1642e-10 | -1.1642e-10 | -1.1642e-10 | -1.1642e-10 | -1.1642e-10 | -1.1642e-10 | -1.1642e-10 | -1.1642e-10 | -1.1642e-10 | -1.1642e-10 | -1.1642e-10 | -1.1642e-10 | -1.1642e-10 | -1.1642e-10 | -1.1642e-10 | -1.1642e-10 | -1.1642e-10 | -1.1642e-10 | -1.1642e-10 | -1.1642e-10 | -1.1642e-10 | -1.1642e-10 | -1.1642e-10 | -1.1642e-10 | -1.1642e-10 | -1.1642e-10 | -1.1642e-10 | -1.1642e-10 | -1.1642e-10 | -1.1642e-10 | -1.1642e-10
|  |  | Pre-Tax return on rate base |  |  | 268975.6002 | 260898.1495 | 251715.9834 | 242927.0914 | 234502.0347 | 226413.6387 | 218636.6163 | 211147.5672 | 203819.3001 | 196514.0557 | 189208.8113 | 181903.5669 | 174598.3226 | 167293.0782 | 159987.8338 | 152682.5894 | 145377.3451 | 138072.1007 | 130766.8563 | 123461.6119 | 116998.397 | 112218.8636 | 108281.3596 | 104343.8556 | 100406.3516 | 96468.8476 | 92531.3437 | 88593.8397 | 84656.3357 | 80718.8317 | 76781.3277 | 72843.8237 | 68906.3197 | 64968.8158 | 61031.3118 | 57093.8078 | 53156.3038 | 49218.7998 | 45281.2958 | 41343.7918 | 37406.2879 | 33468.7839 | 29531.2799 | 25593.7759 | 21656.2719 | 17718.7679 | 13781.2639 | 9843.76 | 5906.256 | 1968.752 | -1.0396e-11 | -1.0396e-11 | -1.0396e-11 | -1.0396e-11 | -1.0396e-11 | -1.0396e-11 | -1.0396e-11 | -1.0396e-11 | -1.0396e-11 | -1.0396e-11 | -1.0396e-11 | -1.0396e-11 | -1.0396e-11 | -1.0396e-11 | -1.0396e-11 | -1.0396e-11 | -1.0396e-11 | -1.0396e-11 | -1.0396e-11 | -1.0396e-11 | -1.0396e-11 | -1.0396e-11 | -1.0396e-11 | -1.0396e-11 | -1.0396e-11 | -1.0396e-11 | -1.0396e-11 | -1.0396e-11 | -1.0396e-11 | -1.0396e-11 | -1.0396e-11 | -1.0396e-11 | -1.0396e-11 | -1.0396e-11 | -1.0396e-11 | -1.0396e-11 | -1.0396e-11 | -1.0396e-11 | -1.0396e-11 | -1.0396e-11 | -1.0396e-11 | -1.0396e-11 | -1.0396e-11 | -1.0396e-11 | -1.0396e-11 | -1.0396e-11 | -1.0396e-11 | -1.0396e-11 | -1.0396e-11
|  | Investment year in service |  |  |  | 0 | 1 | 2 | 3 | 4 | 5 | 6 | 7 | 8 | 9 | 10 | 11 | 12 | 13 | 14 | 15 | 16 | 17 | 18 | 19 | 20 | 21 | 22 | 23 | 24 | 25 | 26 | 27 | 28 | 29 | 30 | 31 | 32 | 33 | 34 | 35 | 36 | 37 | 38 | 39 | 40 | 41 | 42 | 43 | 44 | 45 | 46 | 47 | 48 | 49 | 50 | 51 | 52 | 53 | 54 | 55 | 56 | 57 | 58 | 59 | 60 | 61 | 62 | 63 | 64 | 65 | 66 | 67 | 68 | 69 | 70 | 71 | 72 | 73 | 74 | 75 | 76 | 77 | 78 | 79 | 80 | 81 | 82 | 83 | 84 | 85 | 86 | 87 | 88 | 89 | 90 | 91 | 92 | 93 | 94 | 95 | 96 | 97 | 98
QAQC check |  | 2029 | CAPEX Cost element | 2027 | 2028 | 2029 | 2030 | 2031 | 2032 | 2033 | 2034 | 2035 | 2036 | 2037 | 2038 | 2039 | 2040 | 2041 | 2042 | 2043 | 2044 | 2045 | 2046 | 2047 | 2048 | 2049 | 2050 | 2051 | 2052 | 2053 | 2054 | 2055 | 2056 | 2057 | 2058 | 2059 | 2060 | 2061 | 2062 | 2063 | 2064 | 2065 | 2066 | 2067 | 2068 | 2069 | 2070 | 2071 | 2072 | 2073 | 2074 | 2075 | 2076 | 2077 | 2078 | 2079 | 2080 | 2081 | 2082 | 2083 | 2084 | 2085 | 2086 | 2087 | 2088 | 2089 | 2090 | 2091 | 2092 | 2093 | 2094 | 2095 | 2096 | 2097 | 2098 | 2099 | 2100 | 2101 | 2102 | 2103 | 2104 | 2105 | 2106 | 2107 | 2108 | 2109 | 2110 | 2111 | 2112 | 2113 | 2114 | 2115 | 2116 | 2117 | 2118 | 2119 | 2120 | 2121 | 2122 | 2123 | 2124 | 2125 | 2126 | 2127
3117039.1873 |  |  | Book depreciation |  |  |  | 62340.7837 | 62340.7837 | 62340.7837 | 62340.7837 | 62340.7837 | 62340.7837 | 62340.7837 | 62340.7837 | 62340.7837 | 62340.7837 | 62340.7837 | 62340.7837 | 62340.7837 | 62340.7837 | 62340.7837 | 62340.7837 | 62340.7837 | 62340.7837 | 62340.7837 | 62340.7837 | 62340.7837 | 62340.7837 | 62340.7837 | 62340.7837 | 62340.7837 | 62340.7837 | 62340.7837 | 62340.7837 | 62340.7837 | 62340.7837 | 62340.7837 | 62340.7837 | 62340.7837 | 62340.7837 | 62340.7837 | 62340.7837 | 62340.7837 | 62340.7837 | 62340.7837 | 62340.7837 | 62340.7837 | 62340.7837 | 62340.7837 | 62340.7837 | 62340.7837 | 62340.7837 | 62340.7837 | 62340.7837 | 62340.7837 | 62340.7837 | 0 | 0 | 0 | 0 | 0 | 0 | 0 | 0 | 0 | 0 | 0 | 0 | 0 | 0 | 0 | 0 | 0 | 0 | 0 | 0 | 0 | 0 | 0 | 0 | 0 | 0 | 0 | 0 | 0 | 0 | 0 | 0 | 0 | 0 | 0 | 0 | 0 | 0 | 0 | 0 | 0 | 0 | 0 | 0 | 0 | 0 | 0 | 0
|  |  | Plant in Service |  |  | 3117039.1873 | 3117039.1873 | 3117039.1873 | 3117039.1873 | 3117039.1873 | 3117039.1873 | 3117039.1873 | 3117039.1873 | 3117039.1873 | 3117039.1873 | 3117039.1873 | 3117039.1873 | 3117039.1873 | 3117039.1873 | 3117039.1873 | 3117039.1873 | 3117039.1873 | 3117039.1873 | 3117039.1873 | 3117039.1873 | 3117039.1873 | 3117039.1873 | 3117039.1873 | 3117039.1873 | 3117039.1873 | 3117039.1873 | 3117039.1873 | 3117039.1873 | 3117039.1873 | 3117039.1873 | 3117039.1873 | 3117039.1873 | 3117039.1873 | 3117039.1873 | 3117039.1873 | 3117039.1873 | 3117039.1873 | 3117039.1873 | 3117039.1873 | 3117039.1873 | 3117039.1873 | 3117039.1873 | 3117039.1873 | 3117039.1873 | 3117039.1873 | 3117039.1873 | 3117039.1873 | 3117039.1873 | 3117039.1873 | 3117039.1873 | 3117039.1873 | 0 | 0 | 0 | 0 | 0 | 0 | 0 | 0 | 0 | 0 | 0 | 0 | 0 | 0 | 0 | 0 | 0 | 0 | 0 | 0 | 0 | 0 | 0 | 0 | 0 | 0 | 0 | 0 | 0 | 0 | 0 | 0 | 0 | 0 | 0 | 0 | 0 | 0 | 0 | 0 | 0 | 0 | 0 | 0 | 0 | 0 | 0 | 0
|  |  | Accumulated Depreciation |  |  |  | -62340.7837 | -124681.5675 | -187022.3512 | -249363.135 | -311703.9187 | -374044.7025 | -436385.4862 | -498726.27 | -561067.0537 | -623407.8375 | -685748.6212 | -748089.405 | -810430.1887 | -872770.9724 | -935111.7562 | -997452.5399 | -1059793.3237 | -1122134.1074 | -1184474.8912 | -1246815.6749 | -1309156.4587 | -1371497.2424 | -1433838.0262 | -1496178.8099 | -1558519.5937 | -1620860.3774 | -1683201.1612 | -1745541.9449 | -1807882.7286 | -1870223.5124 | -1932564.2961 | -1994905.0799 | -2057245.8636 | -2119586.6474 | -2181927.4311 | -2244268.2149 | -2306608.9986 | -2368949.7824 | -2431290.5661 | -2493631.3499 | -2555972.1336 | -2618312.9173 | -2680653.7011 | -2742994.4848 | -2805335.2686 | -2867676.0523 | -2930016.8361 | -2992357.6198 | -3054698.4036 | -3117039.1873 | 0 | 0 | 0 | 0 | 0 | 0 | 0 | 0 | 0 | 0 | 0 | 0 | 0 | 0 | 0 | 0 | 0 | 0 | 0 | 0 | 0 | 0 | 0 | 0 | 0 | 0 | 0 | 0 | 0 | 0 | 0 | 0 | 0 | 0 | 0 | 0 | 0 | 0 | 0 | 0 | 0 | 0 | 0 | 0 | 0 | 0 | 0 | 0
|  |  | Net Plant (b.o.y.) |  |  |  | 3117039.1873 | 3054698.4036 | 2992357.6198 | 2930016.8361 | 2867676.0523 | 2805335.2686 | 2742994.4848 | 2680653.7011 | 2618312.9173 | 2555972.1336 | 2493631.3499 | 2431290.5661 | 2368949.7824 | 2306608.9986 | 2244268.2149 | 2181927.4311 | 2119586.6474 | 2057245.8636 | 1994905.0799 | 1932564.2961 | 1870223.5124 | 1807882.7286 | 1745541.9449 | 1683201.1612 | 1620860.3774 | 1558519.5937 | 1496178.8099 | 1433838.0262 | 1371497.2424 | 1309156.4587 | 1246815.6749 | 1184474.8912 | 1122134.1074 | 1059793.3237 | 997452.5399 | 935111.7562 | 872770.9724 | 810430.1887 | 748089.405 | 685748.6212 | 623407.8375 | 561067.0537 | 498726.27 | 436385.4862 | 374044.7025 | 311703.9187 | 249363.135 | 187022.3512 | 124681.5675 | 62340.7837 | 0 | 0 | 0 | 0 | 0 | 0 | 0 | 0 | 0 | 0 | 0 | 0 | 0 | 0 | 0 | 0 | 0 | 0 | 0 | 0 | 0 | 0 | 0 | 0 | 0 | 0 | 0 | 0 | 0 | 0 | 0 | 0 | 0 | 0 | 0 | 0 | 0 | 0 | 0 | 0 | 0 | 0 | 0 | 0 | 0 | 0 | 0 | 0
|  |  | Net Plant (e.o.y.) |  |  | 3117039.1873 | 3054698.4036 | 2992357.6198 | 2930016.8361 | 2867676.0523 | 2805335.2686 | 2742994.4848 | 2680653.7011 | 2618312.9173 | 2555972.1336 | 2493631.3499 | 2431290.5661 | 2368949.7824 | 2306608.9986 | 2244268.2149 | 2181927.4311 | 2119586.6474 | 2057245.8636 | 1994905.0799 | 1932564.2961 | 1870223.5124 | 1807882.7286 | 1745541.9449 | 1683201.1612 | 1620860.3774 | 1558519.5937 | 1496178.8099 | 1433838.0262 | 1371497.2424 | 1309156.4587 | 1246815.6749 | 1184474.8912 | 1122134.1074 | 1059793.3237 | 997452.5399 | 935111.7562 | 872770.9724 | 810430.1887 | 748089.405 | 685748.6212 | 623407.8375 | 561067.0537 | 498726.27 | 436385.4862 | 374044.7025 | 311703.9187 | 249363.135 | 187022.3512 | 124681.5675 | 62340.7837 | 0 | 0 | 0 | 0 | 0 | 0 | 0 | 0 | 0 | 0 | 0 | 0 | 0 | 0 | 0 | 0 | 0 | 0 | 0 | 0 | 0 | 0 | 0 | 0 | 0 | 0 | 0 | 0 | 0 | 0 | 0 | 0 | 0 | 0 | 0 | 0 | 0 | 0 | 0 | 0 | 0 | 0 | 0 | 0 | 0 | 0 | 0 | 0 | 0
|  |  | MACRS depreciation |  |  |  | 116888.9695 | 225019.0589 | 208124.7065 | 192539.5106 | 178076.4488 | 164735.521 | 152360.8755 | 140952.5121 | 139082.2885 | 139051.1181 | 139082.2885 | 139051.1181 | 139082.2885 | 139051.1181 | 139082.2885 | 139051.1181 | 139082.2885 | 139051.1181 | 139082.2885 | 139051.1181 | 69541.1443 | 0 | 0 | 0 | 0 | 0 | 0 | 0 | 0 | 0 | 0 | 0 | 0 | 0 | 0 | 0 | 0 | 0 | 0 | 0 | 0 | 0 | 0 | 0 | 0 | 0 | 0 | 0 | 0 | 0 | 0 | 0 | 0 | 0 | 0 | 0 | 0 | 0 | 0 | 0 | 0 | 0 | 0 | 0 | 0 | 0 | 0 | 0 | 0 | 0 | 0 | 0 | 0 | 0 | 0 | 0 | 0 | 0 | 0 | 0 | 0 | 0 | 0 | 0 | 0 | 0 | 0 | 0 | 0 | 0 | 0 | 0 | 0 | 0 | 0 | 0 | 0 | 0
|  |  | ADIT (b.o.y.) |  |  |  | 0 | -15118.0297 | -60204.3137 | -100608.3279 | -136692.905 | -168769.0446 | -197147.746 | -222096.8144 | -243884.0549 | -265152.963 | -286413.2322 | -307682.1402 | -328942.4094 | -350211.3175 | -371471.5866 | -392740.4947 | -414000.7639 | -435269.6719 | -456529.9411 | -477798.8491 | -499059.1183 | -501054.6982 | -483776.95 | -466499.2018 | -449221.4536 | -431943.7054 | -414665.9572 | -397388.209 | -380110.4607 | -362832.7125 | -345554.9643 | -328277.2161 | -310999.4679 | -293721.7197 | -276443.9714 | -259166.2232 | -241888.475 | -224610.7268 | -207332.9786 | -190055.2304 | -172777.4822 | -155499.7339 | -138221.9857 | -120944.2375 | -103666.4893 | -86388.7411 | -69110.9929 | -51833.2446 | -34555.4964 | -17277.7482 | -2.3283e-10 | -2.3283e-10 | -2.3283e-10 | -2.3283e-10 | -2.3283e-10 | -2.3283e-10 | -2.3283e-10 | -2.3283e-10 | -2.3283e-10 | -2.3283e-10 | -2.3283e-10 | -2.3283e-10 | -2.3283e-10 | -2.3283e-10 | -2.3283e-10 | -2.3283e-10 | -2.3283e-10 | -2.3283e-10 | -2.3283e-10 | -2.3283e-10 | -2.3283e-10 | -2.3283e-10 | -2.3283e-10 | -2.3283e-10 | -2.3283e-10 | -2.3283e-10 | -2.3283e-10 | -2.3283e-10 | -2.3283e-10 | -2.3283e-10 | -2.3283e-10 | -2.3283e-10 | -2.3283e-10 | -2.3283e-10 | -2.3283e-10 | -2.3283e-10 | -2.3283e-10 | -2.3283e-10 | -2.3283e-10 | -2.3283e-10 | -2.3283e-10 | -2.3283e-10 | -2.3283e-10 | -2.3283e-10 | -2.3283e-10 | -2.3283e-10 | -2.3283e-10 | -2.3283e-10
|  |  | ADIT (e.o.y.) |  |  |  | -15118.0297 | -60204.3137 | -100608.3279 | -136692.905 | -168769.0446 | -197147.746 | -222096.8144 | -243884.0549 | -265152.963 | -286413.2322 | -307682.1402 | -328942.4094 | -350211.3175 | -371471.5866 | -392740.4947 | -414000.7639 | -435269.6719 | -456529.9411 | -477798.8491 | -499059.1183 | -501054.6982 | -483776.95 | -466499.2018 | -449221.4536 | -431943.7054 | -414665.9572 | -397388.209 | -380110.4607 | -362832.7125 | -345554.9643 | -328277.2161 | -310999.4679 | -293721.7197 | -276443.9714 | -259166.2232 | -241888.475 | -224610.7268 | -207332.9786 | -190055.2304 | -172777.4822 | -155499.7339 | -138221.9857 | -120944.2375 | -103666.4893 | -86388.7411 | -69110.9929 | -51833.2446 | -34555.4964 | -17277.7482 | -2.3283e-10 | -2.3283e-10 | -2.3283e-10 | -2.3283e-10 | -2.3283e-10 | -2.3283e-10 | -2.3283e-10 | -2.3283e-10 | -2.3283e-10 | -2.3283e-10 | -2.3283e-10 | -2.3283e-10 | -2.3283e-10 | -2.3283e-10 | -2.3283e-10 | -2.3283e-10 | -2.3283e-10 | -2.3283e-10 | -2.3283e-10 | -2.3283e-10 | -2.3283e-10 | -2.3283e-10 | -2.3283e-10 | -2.3283e-10 | -2.3283e-10 | -2.3283e-10 | -2.3283e-10 | -2.3283e-10 | -2.3283e-10 | -2.3283e-10 | -2.3283e-10 | -2.3283e-10 | -2.3283e-10 | -2.3283e-10 | -2.3283e-10 | -2.3283e-10 | -2.3283e-10 | -2.3283e-10 | -2.3283e-10 | -2.3283e-10 | -2.3283e-10 | -2.3283e-10 | -2.3283e-10 | -2.3283e-10 | -2.3283e-10 | -2.3283e-10 | -2.3283e-10 | -2.3283e-10 | -2.3283e-10
|  |  | Net Rate Base |  |  |  | 3078309.7806 | 2985866.84 | 2880780.9072 | 2780195.8278 | 2683774.6857 | 2591206.4814 | 2502201.8127 | 2416492.8745 | 2332624.0165 | 2249018.6442 | 2165413.2718 | 2081807.8994 | 1998202.5271 | 1914597.1547 | 1830991.7823 | 1747386.41 | 1663781.0376 | 1580175.6653 | 1496570.2929 | 1412964.9205 | 1338996.2122 | 1284296.5126 | 1239233.4771 | 1194170.4416 | 1149107.406 | 1104044.3705 | 1058981.335 | 1013918.2994 | 968855.2639 | 923792.2284 | 878729.1929 | 833666.1573 | 788603.1218 | 743540.0863 | 698477.0507 | 653414.0152 | 608350.9797 | 563287.9441 | 518224.9086 | 473161.8731 | 428098.8375 | 383035.802 | 337972.7665 | 292909.731 | 247846.6954 | 202783.6599 | 157720.6244 | 112657.5888 | 67594.5533 | 22531.5178 | -2.3283e-10 | -2.3283e-10 | -2.3283e-10 | -2.3283e-10 | -2.3283e-10 | -2.3283e-10 | -2.3283e-10 | -2.3283e-10 | -2.3283e-10 | -2.3283e-10 | -2.3283e-10 | -2.3283e-10 | -2.3283e-10 | -2.3283e-10 | -2.3283e-10 | -2.3283e-10 | -2.3283e-10 | -2.3283e-10 | -2.3283e-10 | -2.3283e-10 | -2.3283e-10 | -2.3283e-10 | -2.3283e-10 | -2.3283e-10 | -2.3283e-10 | -2.3283e-10 | -2.3283e-10 | -2.3283e-10 | -2.3283e-10 | -2.3283e-10 | -2.3283e-10 | -2.3283e-10 | -2.3283e-10 | -2.3283e-10 | -2.3283e-10 | -2.3283e-10 | -2.3283e-10 | -2.3283e-10 | -2.3283e-10 | -2.3283e-10 | -2.3283e-10 | -2.3283e-10 | -2.3283e-10 | -2.3283e-10 | -2.3283e-10 | -2.3283e-10 | -2.3283e-10 | -2.3283e-10
|  |  | Pre-Tax return on rate base |  |  |  | 274893.0634 | 266637.9088 | 257253.735 | 248271.4874 | 239661.0794 | 231394.7388 | 223446.6219 | 215792.8137 | 208303.3247 | 200837.3649 | 193371.4052 | 185905.4454 | 178439.4857 | 170973.5259 | 163507.5662 | 156041.6064 | 148575.6467 | 141109.6869 | 133643.7272 | 126177.7674 | 119572.3618 | 114687.6786 | 110663.5495 | 106639.4204 | 102615.2914 | 98591.1623 | 94567.0332 | 90542.9041 | 86518.7751 | 82494.646 | 78470.5169 | 74446.3878 | 70422.2588 | 66398.1297 | 62374.0006 | 58349.8716 | 54325.7425 | 50301.6134 | 46277.4843 | 42253.3553 | 38229.2262 | 34205.0971 | 30180.968 | 26156.839 | 22132.7099 | 18108.5808 | 14084.4518 | 10060.3227 | 6036.1936 | 2012.0645 | -2.0792e-11 | -2.0792e-11 | -2.0792e-11 | -2.0792e-11 | -2.0792e-11 | -2.0792e-11 | -2.0792e-11 | -2.0792e-11 | -2.0792e-11 | -2.0792e-11 | -2.0792e-11 | -2.0792e-11 | -2.0792e-11 | -2.0792e-11 | -2.0792e-11 | -2.0792e-11 | -2.0792e-11 | -2.0792e-11 | -2.0792e-11 | -2.0792e-11 | -2.0792e-11 | -2.0792e-11 | -2.0792e-11 | -2.0792e-11 | -2.0792e-11 | -2.0792e-11 | -2.0792e-11 | -2.0792e-11 | -2.0792e-11 | -2.0792e-11 | -2.0792e-11 | -2.0792e-11 | -2.0792e-11 | -2.0792e-11 | -2.0792e-11 | -2.0792e-11 | -2.0792e-11 | -2.0792e-11 | -2.0792e-11 | -2.0792e-11 | -2.0792e-11 | -2.0792e-11 | -2.0792e-11 | -2.0792e-11 | -2.0792e-11 | -2.0792e-11 | -2.0792e-11 | -2.0792e-11
|  | Investment year in service |  |  |  |  | 0 | 1 | 2 | 3 | 4 | 5 | 6 | 7 | 8 | 9 | 10 | 11 | 12 | 13 | 14 | 15 | 16 | 17 | 18 | 19 | 20 | 21 | 22 | 23 | 24 | 25 | 26 | 27 | 28 | 29 | 30 | 31 | 32 | 33 | 34 | 35 | 36 | 37 | 38 | 39 | 40 | 41 | 42 | 43 | 44 | 45 | 46 | 47 | 48 | 49 | 50 | 51 | 52 | 53 | 54 | 55 | 56 | 57 | 58 | 59 | 60 | 61 | 62 | 63 | 64 | 65 | 66 | 67 | 68 | 69 | 70 | 71 | 72 | 73 | 74 | 75 | 76 | 77 | 78 | 79 | 80 | 81 | 82 | 83 | 84 | 85 | 86 | 87 | 88 | 89 | 90 | 91 | 92 | 93 | 94 | 95 | 96 | 97
|  | 2030 | CAPEX Cost element | 2027 | 2028 | 2029 | 2030 | 2031 | 2032 | 2033 | 2034 | 2035 | 2036 | 2037 | 2038 | 2039 | 2040 | 2041 | 2042 | 2043 | 2044 | 2045 | 2046 | 2047 | 2048 | 2049 | 2050 | 2051 | 2052 | 2053 | 2054 | 2055 | 2056 | 2057 | 2058 | 2059 | 2060 | 2061 | 2062 | 2063 | 2064 | 2065 | 2066 | 2067 | 2068 | 2069 | 2070 | 2071 | 2072 | 2073 | 2074 | 2075 | 2076 | 2077 | 2078 | 2079 | 2080 | 2081 | 2082 | 2083 | 2084 | 2085 | 2086 | 2087 | 2088 | 2089 | 2090 | 2091 | 2092 | 2093 | 2094 | 2095 | 2096 | 2097 | 2098 | 2099 | 2100 | 2101 | 2102 | 2103 | 2104 | 2105 | 2106 | 2107 | 2108 | 2109 | 2110 | 2111 | 2112 | 2113 | 2114 | 2115 | 2116 | 2117 | 2118 | 2119 | 2120 | 2121 | 2122 | 2123 | 2124 | 2125 | 2126 | 2127
|  |  | Book depreciation |  |  |  |  | 63712.281 | 63712.281 | 63712.281 | 63712.281 | 63712.281 | 63712.281 | 63712.281 | 63712.281 | 63712.281 | 63712.281 | 63712.281 | 63712.281 | 63712.281 | 63712.281 | 63712.281 | 63712.281 | 63712.281 | 63712.281 | 63712.281 | 63712.281 | 63712.281 | 63712.281 | 63712.281 | 63712.281 | 63712.281 | 63712.281 | 63712.281 | 63712.281 | 63712.281 | 63712.281 | 63712.281 | 63712.281 | 63712.281 | 63712.281 | 63712.281 | 63712.281 | 63712.281 | 63712.281 | 63712.281 | 63712.281 | 63712.281 | 63712.281 | 63712.281 | 63712.281 | 63712.281 | 63712.281 | 63712.281 | 63712.281 | 63712.281 | 63712.281 | 0 | 0 | 0 | 0 | 0 | 0 | 0 | 0 | 0 | 0 | 0 | 0 | 0 | 0 | 0 | 0 | 0 | 0 | 0 | 0 | 0 | 0 | 0 | 0 | 0 | 0 | 0 | 0 | 0 | 0 | 0 | 0 | 0 | 0 | 0 | 0 | 0 | 0 | 0 | 0 | 0 | 0 | 0 | 0 | 0 | 0 | 0
|  |  | Plant in Service |  |  |  | 3185614.0494 | 3185614.0494 | 3185614.0494 | 3185614.0494 | 3185614.0494 | 3185614.0494 | 3185614.0494 | 3185614.0494 | 3185614.0494 | 3185614.0494 | 3185614.0494 | 3185614.0494 | 3185614.0494 | 3185614.0494 | 3185614.0494 | 3185614.0494 | 3185614.0494 | 3185614.0494 | 3185614.0494 | 3185614.0494 | 3185614.0494 | 3185614.0494 | 3185614.0494 | 3185614.0494 | 3185614.0494 | 3185614.0494 | 3185614.0494 | 3185614.0494 | 3185614.0494 | 3185614.0494 | 3185614.0494 | 3185614.0494 | 3185614.0494 | 3185614.0494 | 3185614.0494 | 3185614.0494 | 3185614.0494 | 3185614.0494 | 3185614.0494 | 3185614.0494 | 3185614.0494 | 3185614.0494 | 3185614.0494 | 3185614.0494 | 3185614.0494 | 3185614.0494 | 3185614.0494 | 3185614.0494 | 3185614.0494 | 3185614.0494 | 3185614.0494 | 0 | 0 | 0 | 0 | 0 | 0 | 0 | 0 | 0 | 0 | 0 | 0 | 0 | 0 | 0 | 0 | 0 | 0 | 0 | 0 | 0 | 0 | 0 | 0 | 0 | 0 | 0 | 0 | 0 | 0 | 0 | 0 | 0 | 0 | 0 | 0 | 0 | 0 | 0 | 0 | 0 | 0 | 0 | 0 | 0 | 0 | 0
|  |  | Accumulated Depreciation |  |  |  |  | -63712.281 | -127424.562 | -191136.843 | -254849.124 | -318561.4049 | -382273.6859 | -445985.9669 | -509698.2479 | -573410.5289 | -637122.8099 | -700835.0909 | -764547.3719 | -828259.6529 | -891971.9338 | -955684.2148 | -1019396.4958 | -1083108.7768 | -1146821.0578 | -1210533.3388 | -1274245.6198 | -1337957.9008 | -1401670.1818 | -1465382.4627 | -1529094.7437 | -1592807.0247 | -1656519.3057 | -1720231.5867 | -1783943.8677 | -1847656.1487 | -1911368.4297 | -1975080.7107 | -2038792.9916 | -2102505.2726 | -2166217.5536 | -2229929.8346 | -2293642.1156 | -2357354.3966 | -2421066.6776 | -2484778.9586 | -2548491.2396 | -2612203.5205 | -2675915.8015 | -2739628.0825 | -2803340.3635 | -2867052.6445 | -2930764.9255 | -2994477.2065 | -3058189.4875 | -3121901.7685 | -3185614.0494 | 0 | 0 | 0 | 0 | 0 | 0 | 0 | 0 | 0 | 0 | 0 | 0 | 0 | 0 | 0 | 0 | 0 | 0 | 0 | 0 | 0 | 0 | 0 | 0 | 0 | 0 | 0 | 0 | 0 | 0 | 0 | 0 | 0 | 0 | 0 | 0 | 0 | 0 | 0 | 0 | 0 | 0 | 0 | 0 | 0 | 0 | 0
|  |  | Net Plant (b.o.y.) |  |  |  |  | 3185614.0494 | 3121901.7685 | 3058189.4875 | 2994477.2065 | 2930764.9255 | 2867052.6445 | 2803340.3635 | 2739628.0825 | 2675915.8015 | 2612203.5205 | 2548491.2396 | 2484778.9586 | 2421066.6776 | 2357354.3966 | 2293642.1156 | 2229929.8346 | 2166217.5536 | 2102505.2726 | 2038792.9916 | 1975080.7107 | 1911368.4297 | 1847656.1487 | 1783943.8677 | 1720231.5867 | 1656519.3057 | 1592807.0247 | 1529094.7437 | 1465382.4627 | 1401670.1818 | 1337957.9008 | 1274245.6198 | 1210533.3388 | 1146821.0578 | 1083108.7768 | 1019396.4958 | 955684.2148 | 891971.9338 | 828259.6529 | 764547.3719 | 700835.0909 | 637122.8099 | 573410.5289 | 509698.2479 | 445985.9669 | 382273.6859 | 318561.4049 | 254849.124 | 191136.843 | 127424.562 | 63712.281 | 0 | 0 | 0 | 0 | 0 | 0 | 0 | 0 | 0 | 0 | 0 | 0 | 0 | 0 | 0 | 0 | 0 | 0 | 0 | 0 | 0 | 0 | 0 | 0 | 0 | 0 | 0 | 0 | 0 | 0 | 0 | 0 | 0 | 0 | 0 | 0 | 0 | 0 | 0 | 0 | 0 | 0 | 0 | 0 | 0 | 0 | 0
|  |  | Net Plant (e.o.y.) |  |  |  | 3185614.0494 | 3121901.7685 | 3058189.4875 | 2994477.2065 | 2930764.9255 | 2867052.6445 | 2803340.3635 | 2739628.0825 | 2675915.8015 | 2612203.5205 | 2548491.2396 | 2484778.9586 | 2421066.6776 | 2357354.3966 | 2293642.1156 | 2229929.8346 | 2166217.5536 | 2102505.2726 | 2038792.9916 | 1975080.7107 | 1911368.4297 | 1847656.1487 | 1783943.8677 | 1720231.5867 | 1656519.3057 | 1592807.0247 | 1529094.7437 | 1465382.4627 | 1401670.1818 | 1337957.9008 | 1274245.6198 | 1210533.3388 | 1146821.0578 | 1083108.7768 | 1019396.4958 | 955684.2148 | 891971.9338 | 828259.6529 | 764547.3719 | 700835.0909 | 637122.8099 | 573410.5289 | 509698.2479 | 445985.9669 | 382273.6859 | 318561.4049 | 254849.124 | 191136.843 | 127424.562 | 63712.281 | 0 | 0 | 0 | 0 | 0 | 0 | 0 | 0 | 0 | 0 | 0 | 0 | 0 | 0 | 0 | 0 | 0 | 0 | 0 | 0 | 0 | 0 | 0 | 0 | 0 | 0 | 0 | 0 | 0 | 0 | 0 | 0 | 0 | 0 | 0 | 0 | 0 | 0 | 0 | 0 | 0 | 0 | 0 | 0 | 0 | 0 | 0 | 0
|  |  | MACRS depreciation |  |  |  |  | 119460.5269 | 229969.4782 | 212703.4501 | 196775.3798 | 181994.1306 | 168359.7025 | 155712.8147 | 144053.4673 | 142142.0989 | 142110.2427 | 142142.0989 | 142110.2427 | 142142.0989 | 142110.2427 | 142142.0989 | 142110.2427 | 142142.0989 | 142110.2427 | 142142.0989 | 142110.2427 | 71071.0494 | 0 | 0 | 0 | 0 | 0 | 0 | 0 | 0 | 0 | 0 | 0 | 0 | 0 | 0 | 0 | 0 | 0 | 0 | 0 | 0 | 0 | 0 | 0 | 0 | 0 | 0 | 0 | 0 | 0 | 0 | 0 | 0 | 0 | 0 | 0 | 0 | 0 | 0 | 0 | 0 | 0 | 0 | 0 | 0 | 0 | 0 | 0 | 0 | 0 | 0 | 0 | 0 | 0 | 0 | 0 | 0 | 0 | 0 | 0 | 0 | 0 | 0 | 0 | 0 | 0 | 0 | 0 | 0 | 0 | 0 | 0 | 0 | 0 | 0 | 0 | 0
|  |  | ADIT (b.o.y.) |  |  |  |  | 0 | -15450.6263 | -61528.8086 | -102821.7111 | -139700.1489 | -172481.9635 | -201484.9964 | -226982.9444 | -249249.5041 | -270986.3282 | -292714.3233 | -314451.1473 | -336179.1424 | -357915.9664 | -379643.9615 | -401380.7856 | -423108.7807 | -444845.6047 | -466573.5998 | -488310.4238 | -510038.4189 | -512077.9016 | -494420.0429 | -476762.1843 | -459104.3256 | -441446.4669 | -423788.6082 | -406130.7495 | -388472.8909 | -370815.0322 | -353157.1735 | -335499.3148 | -317841.4562 | -300183.5975 | -282525.7388 | -264867.8801 | -247210.0215 | -229552.1628 | -211894.3041 | -194236.4454 | -176578.5868 | -158920.7281 | -141262.8694 | -123605.0107 | -105947.1521 | -88289.2934 | -70631.4347 | -52973.576 | -35315.7174 | -17657.8587 | -2.3283e-10 | -2.3283e-10 | -2.3283e-10 | -2.3283e-10 | -2.3283e-10 | -2.3283e-10 | -2.3283e-10 | -2.3283e-10 | -2.3283e-10 | -2.3283e-10 | -2.3283e-10 | -2.3283e-10 | -2.3283e-10 | -2.3283e-10 | -2.3283e-10 | -2.3283e-10 | -2.3283e-10 | -2.3283e-10 | -2.3283e-10 | -2.3283e-10 | -2.3283e-10 | -2.3283e-10 | -2.3283e-10 | -2.3283e-10 | -2.3283e-10 | -2.3283e-10 | -2.3283e-10 | -2.3283e-10 | -2.3283e-10 | -2.3283e-10 | -2.3283e-10 | -2.3283e-10 | -2.3283e-10 | -2.3283e-10 | -2.3283e-10 | -2.3283e-10 | -2.3283e-10 | -2.3283e-10 | -2.3283e-10 | -2.3283e-10 | -2.3283e-10 | -2.3283e-10 | -2.3283e-10 | -2.3283e-10 | -2.3283e-10 | -2.3283e-10 | -2.3283e-10
|  |  | ADIT (e.o.y.) |  |  |  |  | -15450.6263 | -61528.8086 | -102821.7111 | -139700.1489 | -172481.9635 | -201484.9964 | -226982.9444 | -249249.5041 | -270986.3282 | -292714.3233 | -314451.1473 | -336179.1424 | -357915.9664 | -379643.9615 | -401380.7856 | -423108.7807 | -444845.6047 | -466573.5998 | -488310.4238 | -510038.4189 | -512077.9016 | -494420.0429 | -476762.1843 | -459104.3256 | -441446.4669 | -423788.6082 | -406130.7495 | -388472.8909 | -370815.0322 | -353157.1735 | -335499.3148 | -317841.4562 | -300183.5975 | -282525.7388 | -264867.8801 | -247210.0215 | -229552.1628 | -211894.3041 | -194236.4454 | -176578.5868 | -158920.7281 | -141262.8694 | -123605.0107 | -105947.1521 | -88289.2934 | -70631.4347 | -52973.576 | -35315.7174 | -17657.8587 | -2.3283e-10 | -2.3283e-10 | -2.3283e-10 | -2.3283e-10 | -2.3283e-10 | -2.3283e-10 | -2.3283e-10 | -2.3283e-10 | -2.3283e-10 | -2.3283e-10 | -2.3283e-10 | -2.3283e-10 | -2.3283e-10 | -2.3283e-10 | -2.3283e-10 | -2.3283e-10 | -2.3283e-10 | -2.3283e-10 | -2.3283e-10 | -2.3283e-10 | -2.3283e-10 | -2.3283e-10 | -2.3283e-10 | -2.3283e-10 | -2.3283e-10 | -2.3283e-10 | -2.3283e-10 | -2.3283e-10 | -2.3283e-10 | -2.3283e-10 | -2.3283e-10 | -2.3283e-10 | -2.3283e-10 | -2.3283e-10 | -2.3283e-10 | -2.3283e-10 | -2.3283e-10 | -2.3283e-10 | -2.3283e-10 | -2.3283e-10 | -2.3283e-10 | -2.3283e-10 | -2.3283e-10 | -2.3283e-10 | -2.3283e-10 | -2.3283e-10 | -2.3283e-10 | -2.3283e-10
|  |  | Net Rate Base |  |  |  |  | 3146032.5958 | 3051555.9105 | 2944158.0872 | 2841360.136 | 2742817.7288 | 2648213.024 | 2557250.2526 | 2469655.7178 | 2383941.7449 | 2298497.0543 | 2213052.3638 | 2127607.6732 | 2042162.9827 | 1956718.2921 | 1871273.6016 | 1785828.911 | 1700384.2204 | 1614939.5299 | 1529494.8393 | 1444050.1488 | 1368454.1289 | 1312551.0359 | 1266496.6136 | 1220442.1913 | 1174387.769 | 1128333.3467 | 1082278.9244 | 1036224.502 | 990170.0797 | 944115.6574 | 898061.2351 | 852006.8128 | 805952.3905 | 759897.9682 | 713843.5458 | 667789.1235 | 621734.7012 | 575680.2789 | 529625.8566 | 483571.4343 | 437517.012 | 391462.5897 | 345408.1673 | 299353.745 | 253299.3227 | 207244.9004 | 161190.4781 | 115136.0558 | 69081.6335 | 23027.2112 | -2.3283e-10 | -2.3283e-10 | -2.3283e-10 | -2.3283e-10 | -2.3283e-10 | -2.3283e-10 | -2.3283e-10 | -2.3283e-10 | -2.3283e-10 | -2.3283e-10 | -2.3283e-10 | -2.3283e-10 | -2.3283e-10 | -2.3283e-10 | -2.3283e-10 | -2.3283e-10 | -2.3283e-10 | -2.3283e-10 | -2.3283e-10 | -2.3283e-10 | -2.3283e-10 | -2.3283e-10 | -2.3283e-10 | -2.3283e-10 | -2.3283e-10 | -2.3283e-10 | -2.3283e-10 | -2.3283e-10 | -2.3283e-10 | -2.3283e-10 | -2.3283e-10 | -2.3283e-10 | -2.3283e-10 | -2.3283e-10 | -2.3283e-10 | -2.3283e-10 | -2.3283e-10 | -2.3283e-10 | -2.3283e-10 | -2.3283e-10 | -2.3283e-10 | -2.3283e-10 | -2.3283e-10 | -2.3283e-10 | -2.3283e-10 | -2.3283e-10 | -2.3283e-10
|  |  | Pre-Tax return on rate base |  |  |  |  | 280940.7108 | 272503.9428 | 262913.3172 | 253733.4601 | 244933.6232 | 236485.423 | 228362.4476 | 220540.2556 | 212885.9978 | 205255.787 | 197625.5761 | 189995.3652 | 182365.1544 | 174734.9435 | 167104.7326 | 159474.5218 | 151844.3109 | 144214.1 | 136583.8892 | 128953.6783 | 122202.9537 | 117210.8075 | 113098.1476 | 108985.4877 | 104872.8278 | 100760.1679 | 96647.5079 | 92534.848 | 88422.1881 | 84309.5282 | 80196.8683 | 76084.2084 | 71971.5485 | 67858.8886 | 63746.2286 | 59633.5687 | 55520.9088 | 51408.2489 | 47295.589 | 43182.9291 | 39070.2692 | 34957.6093 | 30844.9493 | 26732.2894 | 22619.6295 | 18506.9696 | 14394.3097 | 10281.6498 | 6168.9899 | 2056.33 | -2.0792e-11 | -2.0792e-11 | -2.0792e-11 | -2.0792e-11 | -2.0792e-11 | -2.0792e-11 | -2.0792e-11 | -2.0792e-11 | -2.0792e-11 | -2.0792e-11 | -2.0792e-11 | -2.0792e-11 | -2.0792e-11 | -2.0792e-11 | -2.0792e-11 | -2.0792e-11 | -2.0792e-11 | -2.0792e-11 | -2.0792e-11 | -2.0792e-11 | -2.0792e-11 | -2.0792e-11 | -2.0792e-11 | -2.0792e-11 | -2.0792e-11 | -2.0792e-11 | -2.0792e-11 | -2.0792e-11 | -2.0792e-11 | -2.0792e-11 | -2.0792e-11 | -2.0792e-11 | -2.0792e-11 | -2.0792e-11 | -2.0792e-11 | -2.0792e-11 | -2.0792e-11 | -2.0792e-11 | -2.0792e-11 | -2.0792e-11 | -2.0792e-11 | -2.0792e-11 | -2.0792e-11 | -2.0792e-11 | -2.0792e-11 | -2.0792e-11 | -2.0792e-11
|  | Investment year in service | [5 empty] | 0 | 1 | 2 | 3 | 4 | 5 | 6 | 7 | 8 | 9 | 10 | 11 | 12 | 13 | 14 | 15 | 16 | 17 | 18 | 19 | 20 | 21 | 22 | 23 | 24 | 25 | 26 | 27 | 28 | 29 | 30 | 31 | 32 | 33 | 34 | 35 | 36 | 37 | 38 | 39 | 40 | 41 | 42 | 43 | 44 | 45 | 46 | 47 | 48 | 49 | 50 | 51 | 52 | 53 | 54 | 55 | 56 | 57 | 58 | 59 | 60 | 61 | 62 | 63 | 64 | 65 | 66 | 67 | 68 | 69 | 70 | 71 | 72 | 73 | 74 | 75 | 76 | 77 | 78 | 79 | 80 | 81 | 82 | 83 | 84 | 85 | 86 | 87 | 88 | 89 | 90 | 91 | 92 | 93 | 94 | 95 | 96
|  | 2031 | CAPEX Cost element | 2027 | 2028 | 2029 | 2030 | 2031 | 2032 | 2033 | 2034 | 2035 | 2036 | 2037 | 2038 | 2039 | 2040 | 2041 | 2042 | 2043 | 2044 | 2045 | 2046 | 2047 | 2048 | 2049 | 2050 | 2051 | 2052 | 2053 | 2054 | 2055 | 2056 | 2057 | 2058 | 2059 | 2060 | 2061 | 2062 | 2063 | 2064 | 2065 | 2066 | 2067 | 2068 | 2069 | 2070 | 2071 | 2072 | 2073 | 2074 | 2075 | 2076 | 2077 | 2078 | 2079 | 2080 | 2081 | 2082 | 2083 | 2084 | 2085 | 2086 | 2087 | 2088 | 2089 | 2090 | 2091 | 2092 | 2093 | 2094 | 2095 | 2096 | 2097 | 2098 | 2099 | 2100 | 2101 | 2102 | 2103 | 2104 | 2105 | 2106 | 2107 | 2108 | 2109 | 2110 | 2111 | 2112 | 2113 | 2114 | 2115 | 2116 | 2117 | 2118 | 2119 | 2120 | 2121 | 2122 | 2123 | 2124 | 2125 | 2126 | 2127
|  |  | Book depreciation | [5 empty] | 65113.9512 | 65113.9512 | 65113.9512 | 65113.9512 | 65113.9512 | 65113.9512 | 65113.9512 | 65113.9512 | 65113.9512 | 65113.9512 | 65113.9512 | 65113.9512 | 65113.9512 | 65113.9512 | 65113.9512 | 65113.9512 | 65113.9512 | 65113.9512 | 65113.9512 | 65113.9512 | 65113.9512 | 65113.9512 | 65113.9512 | 65113.9512 | 65113.9512 | 65113.9512 | 65113.9512 | 65113.9512 | 65113.9512 | 65113.9512 | 65113.9512 | 65113.9512 | 65113.9512 | 65113.9512 | 65113.9512 | 65113.9512 | 65113.9512 | 65113.9512 | 65113.9512 | 65113.9512 | 65113.9512 | 65113.9512 | 65113.9512 | 65113.9512 | 65113.9512 | 65113.9512 | 65113.9512 | 65113.9512 | 65113.9512 | 65113.9512 | 0 | 0 | 0 | 0 | 0 | 0 | 0 | 0 | 0 | 0 | 0 | 0 | 0 | 0 | 0 | 0 | 0 | 0 | 0 | 0 | 0 | 0 | 0 | 0 | 0 | 0 | 0 | 0 | 0 | 0 | 0 | 0 | 0 | 0 | 0 | 0 | 0 | 0 | 0 | 0 | 0 | 0 | 0 | 0 | 0 | 0
|  |  | Plant in Service |  |  |  |  | 3255697.5585 | 3255697.5585 | 3255697.5585 | 3255697.5585 | 3255697.5585 | 3255697.5585 | 3255697.5585 | 3255697.5585 | 3255697.5585 | 3255697.5585 | 3255697.5585 | 3255697.5585 | 3255697.5585 | 3255697.5585 | 3255697.5585 | 3255697.5585 | 3255697.5585 | 3255697.5585 | 3255697.5585 | 3255697.5585 | 3255697.5585 | 3255697.5585 | 3255697.5585 | 3255697.5585 | 3255697.5585 | 3255697.5585 | 3255697.5585 | 3255697.5585 | 3255697.5585 | 3255697.5585 | 3255697.5585 | 3255697.5585 | 3255697.5585 | 3255697.5585 | 3255697.5585 | 3255697.5585 | 3255697.5585 | 3255697.5585 | 3255697.5585 | 3255697.5585 | 3255697.5585 | 3255697.5585 | 3255697.5585 | 3255697.5585 | 3255697.5585 | 3255697.5585 | 3255697.5585 | 3255697.5585 | 3255697.5585 | 3255697.5585 | 3255697.5585 | 0 | 0 | 0 | 0 | 0 | 0 | 0 | 0 | 0 | 0 | 0 | 0 | 0 | 0 | 0 | 0 | 0 | 0 | 0 | 0 | 0 | 0 | 0 | 0 | 0 | 0 | 0 | 0 | 0 | 0 | 0 | 0 | 0 | 0 | 0 | 0 | 0 | 0 | 0 | 0 | 0 | 0 | 0 | 0 | 0 | 0
|  |  | Accumulated Depreciation | [5 empty] | -65113.9512 | -130227.9023 | -195341.8535 | -260455.8047 | -325569.7559 | -390683.707 | -455797.6582 | -520911.6094 | -586025.5605 | -651139.5117 | -716253.4629 | -781367.414 | -846481.3652 | -911595.3164 | -976709.2676 | -1041823.2187 | -1106937.1699 | -1172051.1211 | -1237165.0722 | -1302279.0234 | -1367392.9746 | -1432506.9258 | -1497620.8769 | -1562734.8281 | -1627848.7793 | -1692962.7304 | -1758076.6816 | -1823190.6328 | -1888304.5839 | -1953418.5351 | -2018532.4863 | -2083646.4375 | -2148760.3886 | -2213874.3398 | -2278988.291 | -2344102.2421 | -2409216.1933 | -2474330.1445 | -2539444.0957 | -2604558.0468 | -2669671.998 | -2734785.9492 | -2799899.9003 | -2865013.8515 | -2930127.8027 | -2995241.7538 | -3060355.705 | -3125469.6562 | -3190583.6074 | -3255697.5585 | 0 | 0 | 0 | 0 | 0 | 0 | 0 | 0 | 0 | 0 | 0 | 0 | 0 | 0 | 0 | 0 | 0 | 0 | 0 | 0 | 0 | 0 | 0 | 0 | 0 | 0 | 0 | 0 | 0 | 0 | 0 | 0 | 0 | 0 | 0 | 0 | 0 | 0 | 0 | 0 | 0 | 0 | 0 | 0 | 0 | 0
|  |  | Net Plant (b.o.y.) | [5 empty] | 3255697.5585 | 3190583.6074 | 3125469.6562 | 3060355.705 | 2995241.7538 | 2930127.8027 | 2865013.8515 | 2799899.9003 | 2734785.9492 | 2669671.998 | 2604558.0468 | 2539444.0957 | 2474330.1445 | 2409216.1933 | 2344102.2421 | 2278988.291 | 2213874.3398 | 2148760.3886 | 2083646.4375 | 2018532.4863 | 1953418.5351 | 1888304.5839 | 1823190.6328 | 1758076.6816 | 1692962.7304 | 1627848.7793 | 1562734.8281 | 1497620.8769 | 1432506.9258 | 1367392.9746 | 1302279.0234 | 1237165.0722 | 1172051.1211 | 1106937.1699 | 1041823.2187 | 976709.2676 | 911595.3164 | 846481.3652 | 781367.414 | 716253.4629 | 651139.5117 | 586025.5605 | 520911.6094 | 455797.6582 | 390683.707 | 325569.7559 | 260455.8047 | 195341.8535 | 130227.9023 | 65113.9512 | 0 | 0 | 0 | 0 | 0 | 0 | 0 | 0 | 0 | 0 | 0 | 0 | 0 | 0 | 0 | 0 | 0 | 0 | 0 | 0 | 0 | 0 | 0 | 0 | 0 | 0 | 0 | 0 | 0 | 0 | 0 | 0 | 0 | 0 | 0 | 0 | 0 | 0 | 0 | 0 | 0 | 0 | 0 | 0 | 0 | 0
|  |  | Net Plant (e.o.y.) |  |  |  |  | 3255697.5585 | 3190583.6074 | 3125469.6562 | 3060355.705 | 2995241.7538 | 2930127.8027 | 2865013.8515 | 2799899.9003 | 2734785.9492 | 2669671.998 | 2604558.0468 | 2539444.0957 | 2474330.1445 | 2409216.1933 | 2344102.2421 | 2278988.291 | 2213874.3398 | 2148760.3886 | 2083646.4375 | 2018532.4863 | 1953418.5351 | 1888304.5839 | 1823190.6328 | 1758076.6816 | 1692962.7304 | 1627848.7793 | 1562734.8281 | 1497620.8769 | 1432506.9258 | 1367392.9746 | 1302279.0234 | 1237165.0722 | 1172051.1211 | 1106937.1699 | 1041823.2187 | 976709.2676 | 911595.3164 | 846481.3652 | 781367.414 | 716253.4629 | 651139.5117 | 586025.5605 | 520911.6094 | 455797.6582 | 390683.707 | 325569.7559 | 260455.8047 | 195341.8535 | 130227.9023 | 65113.9512 | 0 | 0 | 0 | 0 | 0 | 0 | 0 | 0 | 0 | 0 | 0 | 0 | 0 | 0 | 0 | 0 | 0 | 0 | 0 | 0 | 0 | 0 | 0 | 0 | 0 | 0 | 0 | 0 | 0 | 0 | 0 | 0 | 0 | 0 | 0 | 0 | 0 | 0 | 0 | 0 | 0 | 0 | 0 | 0 | 0 | 0 | 0
|  |  | MACRS depreciation | [5 empty] | 122088.6584 | 235028.8068 | 217382.926 | 201104.4382 | 185998.0015 | 172063.616 | 159138.4967 | 147222.6436 | 145269.2251 | 145236.6681 | 145269.2251 | 145236.6681 | 145269.2251 | 145236.6681 | 145269.2251 | 145236.6681 | 145269.2251 | 145236.6681 | 145269.2251 | 145236.6681 | 72634.6125 | 0 | 0 | 0 | 0 | 0 | 0 | 0 | 0 | 0 | 0 | 0 | 0 | 0 | 0 | 0 | 0 | 0 | 0 | 0 | 0 | 0 | 0 | 0 | 0 | 0 | 0 | 0 | 0 | 0 | 0 | 0 | 0 | 0 | 0 | 0 | 0 | 0 | 0 | 0 | 0 | 0 | 0 | 0 | 0 | 0 | 0 | 0 | 0 | 0 | 0 | 0 | 0 | 0 | 0 | 0 | 0 | 0 | 0 | 0 | 0 | 0 | 0 | 0 | 0 | 0 | 0 | 0 | 0 | 0 | 0 | 0 | 0 | 0 | 0 | 0
|  |  | ADIT (b.o.y.) | [5 empty] | 0 | -15790.5401 | -62882.4423 | -105083.7887 | -142773.5522 | -176276.5667 | -205917.6663 | -231976.5691 | -254732.9932 | -276948.0274 | -299154.0384 | -321369.0725 | -343575.0835 | -365790.1177 | -387996.1287 | -410211.1628 | -432417.1738 | -454632.208 | -476838.219 | -499053.2532 | -521259.2641 | -523343.6154 | -505297.2839 | -487250.9523 | -469204.6207 | -451158.2892 | -433111.9576 | -415065.626 | -397019.2945 | -378972.9629 | -360926.6313 | -342880.2998 | -324833.9682 | -306787.6366 | -288741.3051 | -270694.9735 | -252648.6419 | -234602.3104 | -216555.9788 | -198509.6472 | -180463.3157 | -162416.9841 | -144370.6525 | -126324.321 | -108277.9894 | -90231.6578 | -72185.3263 | -54138.9947 | -36092.6631 | -18046.3316 | 4.0745e-10 | 4.0745e-10 | 4.0745e-10 | 4.0745e-10 | 4.0745e-10 | 4.0745e-10 | 4.0745e-10 | 4.0745e-10 | 4.0745e-10 | 4.0745e-10 | 4.0745e-10 | 4.0745e-10 | 4.0745e-10 | 4.0745e-10 | 4.0745e-10 | 4.0745e-10 | 4.0745e-10 | 4.0745e-10 | 4.0745e-10 | 4.0745e-10 | 4.0745e-10 | 4.0745e-10 | 4.0745e-10 | 4.0745e-10 | 4.0745e-10 | 4.0745e-10 | 4.0745e-10 | 4.0745e-10 | 4.0745e-10 | 4.0745e-10 | 4.0745e-10 | 4.0745e-10 | 4.0745e-10 | 4.0745e-10 | 4.0745e-10 | 4.0745e-10 | 4.0745e-10 | 4.0745e-10 | 4.0745e-10 | 4.0745e-10 | 4.0745e-10 | 4.0745e-10 | 4.0745e-10 | 4.0745e-10 | 4.0745e-10 | 4.0745e-10
|  |  | ADIT (e.o.y.) | [5 empty] | -15790.5401 | -62882.4423 | -105083.7887 | -142773.5522 | -176276.5667 | -205917.6663 | -231976.5691 | -254732.9932 | -276948.0274 | -299154.0384 | -321369.0725 | -343575.0835 | -365790.1177 | -387996.1287 | -410211.1628 | -432417.1738 | -454632.208 | -476838.219 | -499053.2532 | -521259.2641 | -523343.6154 | -505297.2839 | -487250.9523 | -469204.6207 | -451158.2892 | -433111.9576 | -415065.626 | -397019.2945 | -378972.9629 | -360926.6313 | -342880.2998 | -324833.9682 | -306787.6366 | -288741.3051 | -270694.9735 | -252648.6419 | -234602.3104 | -216555.9788 | -198509.6472 | -180463.3157 | -162416.9841 | -144370.6525 | -126324.321 | -108277.9894 | -90231.6578 | -72185.3263 | -54138.9947 | -36092.6631 | -18046.3316 | 4.0745e-10 | 4.0745e-10 | 4.0745e-10 | 4.0745e-10 | 4.0745e-10 | 4.0745e-10 | 4.0745e-10 | 4.0745e-10 | 4.0745e-10 | 4.0745e-10 | 4.0745e-10 | 4.0745e-10 | 4.0745e-10 | 4.0745e-10 | 4.0745e-10 | 4.0745e-10 | 4.0745e-10 | 4.0745e-10 | 4.0745e-10 | 4.0745e-10 | 4.0745e-10 | 4.0745e-10 | 4.0745e-10 | 4.0745e-10 | 4.0745e-10 | 4.0745e-10 | 4.0745e-10 | 4.0745e-10 | 4.0745e-10 | 4.0745e-10 | 4.0745e-10 | 4.0745e-10 | 4.0745e-10 | 4.0745e-10 | 4.0745e-10 | 4.0745e-10 | 4.0745e-10 | 4.0745e-10 | 4.0745e-10 | 4.0745e-10 | 4.0745e-10 | 4.0745e-10 | 4.0745e-10 | 4.0745e-10 | 4.0745e-10 | 4.0745e-10 | 4.0745e-10
|  |  | Net Rate Base | [5 empty] | 3215245.3129 | 3118690.1405 | 3008929.5651 | 2903870.059 | 2803159.7188 | 2706473.7105 | 2613509.7582 | 2523988.1436 | 2436388.4633 | 2349063.9895 | 2261739.5158 | 2174415.042 | 2087090.5683 | 1999766.0945 | 1912441.6208 | 1825117.147 | 1737792.6733 | 1650468.1995 | 1563143.7258 | 1475819.2521 | 1398560.1197 | 1341427.1587 | 1294359.5391 | 1247291.9195 | 1200224.2999 | 1153156.6803 | 1106089.0607 | 1059021.4411 | 1011953.8215 | 964886.2019 | 917818.5823 | 870750.9627 | 823683.3431 | 776615.7235 | 729548.1039 | 682480.4843 | 635412.8646 | 588345.245 | 541277.6254 | 494210.0058 | 447142.3862 | 400074.7666 | 353007.147 | 305939.5274 | 258871.9078 | 211804.2882 | 164736.6686 | 117669.049 | 70601.4294 | 23533.8098 | 4.0745e-10 | 4.0745e-10 | 4.0745e-10 | 4.0745e-10 | 4.0745e-10 | 4.0745e-10 | 4.0745e-10 | 4.0745e-10 | 4.0745e-10 | 4.0745e-10 | 4.0745e-10 | 4.0745e-10 | 4.0745e-10 | 4.0745e-10 | 4.0745e-10 | 4.0745e-10 | 4.0745e-10 | 4.0745e-10 | 4.0745e-10 | 4.0745e-10 | 4.0745e-10 | 4.0745e-10 | 4.0745e-10 | 4.0745e-10 | 4.0745e-10 | 4.0745e-10 | 4.0745e-10 | 4.0745e-10 | 4.0745e-10 | 4.0745e-10 | 4.0745e-10 | 4.0745e-10 | 4.0745e-10 | 4.0745e-10 | 4.0745e-10 | 4.0745e-10 | 4.0745e-10 | 4.0745e-10 | 4.0745e-10 | 4.0745e-10 | 4.0745e-10 | 4.0745e-10 | 4.0745e-10 | 4.0745e-10 | 4.0745e-10 | 4.0745e-10
|  |  | Pre-Tax return on rate base | [5 empty] | 287121.4064 | 278499.0296 | 268697.4102 | 259315.5963 | 250322.1629 | 241688.1024 | 233386.4214 | 225392.1412 | 217569.4898 | 209771.4143 | 201973.3388 | 194175.2633 | 186377.1877 | 178579.1122 | 170781.0367 | 162982.9612 | 155184.8857 | 147386.8102 | 139588.7347 | 131790.6592 | 124891.4187 | 119789.4453 | 115586.3068 | 111383.1684 | 107180.03 | 102976.8915 | 98773.7531 | 94570.6147 | 90367.4763 | 86164.3378 | 81961.1994 | 77758.061 | 73554.9225 | 69351.7841 | 65148.6457 | 60945.5072 | 56742.3688 | 52539.2304 | 48336.092 | 44132.9535 | 39929.8151 | 35726.6767 | 31523.5382 | 27320.3998 | 23117.2614 | 18914.1229 | 14710.9845 | 10507.8461 | 6304.7076 | 2101.5692 | 3.6386e-11 | 3.6386e-11 | 3.6386e-11 | 3.6386e-11 | 3.6386e-11 | 3.6386e-11 | 3.6386e-11 | 3.6386e-11 | 3.6386e-11 | 3.6386e-11 | 3.6386e-11 | 3.6386e-11 | 3.6386e-11 | 3.6386e-11 | 3.6386e-11 | 3.6386e-11 | 3.6386e-11 | 3.6386e-11 | 3.6386e-11 | 3.6386e-11 | 3.6386e-11 | 3.6386e-11 | 3.6386e-11 | 3.6386e-11 | 3.6386e-11 | 3.6386e-11 | 3.6386e-11 | 3.6386e-11 | 3.6386e-11 | 3.6386e-11 | 3.6386e-11 | 3.6386e-11 | 3.6386e-11 | 3.6386e-11 | 3.6386e-11 | 3.6386e-11 | 3.6386e-11 | 3.6386e-11 | 3.6386e-11 | 3.6386e-11 | 3.6386e-11 | 3.6386e-11 | 3.6386e-11 | 3.6386e-11 | 3.6386e-11 | 3.6386e-11
|  | Investment year in service | [6 empty] | 0 | 1 | 2 | 3 | 4 | 5 | 6 | 7 | 8 | 9 | 10 | 11 | 12 | 13 | 14 | 15 | 16 | 17 | 18 | 19 | 20 | 21 | 22 | 23 | 24 | 25 | 26 | 27 | 28 | 29 | 30 | 31 | 32 | 33 | 34 | 35 | 36 | 37 | 38 | 39 | 40 | 41 | 42 | 43 | 44 | 45 | 46 | 47 | 48 | 49 | 50 | 51 | 52 | 53 | 54 | 55 | 56 | 57 | 58 | 59 | 60 | 61 | 62 | 63 | 64 | 65 | 66 | 67 | 68 | 69 | 70 | 71 | 72 | 73 | 74 | 75 | 76 | 77 | 78 | 79 | 80 | 81 | 82 | 83 | 84 | 85 | 86 | 87 | 88 | 89 | 90 | 91 | 92 | 93 | 94 | 95
|  | 2032 | CAPEX Cost element | 2027 | 2028 | 2029 | 2030 | 2031 | 2032 | 2033 | 2034 | 2035 | 2036 | 2037 | 2038 | 2039 | 2040 | 2041 | 2042 | 2043 | 2044 | 2045 | 2046 | 2047 | 2048 | 2049 | 2050 | 2051 | 2052 | 2053 | 2054 | 2055 | 2056 | 2057 | 2058 | 2059 | 2060 | 2061 | 2062 | 2063 | 2064 | 2065 | 2066 | 2067 | 2068 | 2069 | 2070 | 2071 | 2072 | 2073 | 2074 | 2075 | 2076 | 2077 | 2078 | 2079 | 2080 | 2081 | 2082 | 2083 | 2084 | 2085 | 2086 | 2087 | 2088 | 2089 | 2090 | 2091 | 2092 | 2093 | 2094 | 2095 | 2096 | 2097 | 2098 | 2099 | 2100 | 2101 | 2102 | 2103 | 2104 | 2105 | 2106 | 2107 | 2108 | 2109 | 2110 | 2111 | 2112 | 2113 | 2114 | 2115 | 2116 | 2117 | 2118 | 2119 | 2120 | 2121 | 2122 | 2123 | 2124 | 2125 | 2126 | 2127
|  |  | Book depreciation | [6 empty] | 66546.4581 | 66546.4581 | 66546.4581 | 66546.4581 | 66546.4581 | 66546.4581 | 66546.4581 | 66546.4581 | 66546.4581 | 66546.4581 | 66546.4581 | 66546.4581 | 66546.4581 | 66546.4581 | 66546.4581 | 66546.4581 | 66546.4581 | 66546.4581 | 66546.4581 | 66546.4581 | 66546.4581 | 66546.4581 | 66546.4581 | 66546.4581 | 66546.4581 | 66546.4581 | 66546.4581 | 66546.4581 | 66546.4581 | 66546.4581 | 66546.4581 | 66546.4581 | 66546.4581 | 66546.4581 | 66546.4581 | 66546.4581 | 66546.4581 | 66546.4581 | 66546.4581 | 66546.4581 | 66546.4581 | 66546.4581 | 66546.4581 | 66546.4581 | 66546.4581 | 66546.4581 | 66546.4581 | 66546.4581 | 66546.4581 | 66546.4581 | 0 | 0 | 0 | 0 | 0 | 0 | 0 | 0 | 0 | 0 | 0 | 0 | 0 | 0 | 0 | 0 | 0 | 0 | 0 | 0 | 0 | 0 | 0 | 0 | 0 | 0 | 0 | 0 | 0 | 0 | 0 | 0 | 0 | 0 | 0 | 0 | 0 | 0 | 0 | 0 | 0 | 0 | 0 | 0 | 0
|  |  | Plant in Service | [5 empty] | 3327322.9048 | 3327322.9048 | 3327322.9048 | 3327322.9048 | 3327322.9048 | 3327322.9048 | 3327322.9048 | 3327322.9048 | 3327322.9048 | 3327322.9048 | 3327322.9048 | 3327322.9048 | 3327322.9048 | 3327322.9048 | 3327322.9048 | 3327322.9048 | 3327322.9048 | 3327322.9048 | 3327322.9048 | 3327322.9048 | 3327322.9048 | 3327322.9048 | 3327322.9048 | 3327322.9048 | 3327322.9048 | 3327322.9048 | 3327322.9048 | 3327322.9048 | 3327322.9048 | 3327322.9048 | 3327322.9048 | 3327322.9048 | 3327322.9048 | 3327322.9048 | 3327322.9048 | 3327322.9048 | 3327322.9048 | 3327322.9048 | 3327322.9048 | 3327322.9048 | 3327322.9048 | 3327322.9048 | 3327322.9048 | 3327322.9048 | 3327322.9048 | 3327322.9048 | 3327322.9048 | 3327322.9048 | 3327322.9048 | 3327322.9048 | 3327322.9048 | 0 | 0 | 0 | 0 | 0 | 0 | 0 | 0 | 0 | 0 | 0 | 0 | 0 | 0 | 0 | 0 | 0 | 0 | 0 | 0 | 0 | 0 | 0 | 0 | 0 | 0 | 0 | 0 | 0 | 0 | 0 | 0 | 0 | 0 | 0 | 0 | 0 | 0 | 0 | 0 | 0 | 0 | 0 | 0 | 0
|  |  | Accumulated Depreciation | [6 empty] | -66546.4581 | -133092.9162 | -199639.3743 | -266185.8324 | -332732.2905 | -399278.7486 | -465825.2067 | -532371.6648 | -598918.1229 | -665464.581 | -732011.0391 | -798557.4972 | -865103.9553 | -931650.4133 | -998196.8714 | -1064743.3295 | -1131289.7876 | -1197836.2457 | -1264382.7038 | -1330929.1619 | -1397475.62 | -1464022.0781 | -1530568.5362 | -1597114.9943 | -1663661.4524 | -1730207.9105 | -1796754.3686 | -1863300.8267 | -1929847.2848 | -1996393.7429 | -2062940.201 | -2129486.6591 | -2196033.1172 | -2262579.5753 | -2329126.0334 | -2395672.4915 | -2462218.9496 | -2528765.4077 | -2595311.8658 | -2661858.3239 | -2728404.782 | -2794951.24 | -2861497.6981 | -2928044.1562 | -2994590.6143 | -3061137.0724 | -3127683.5305 | -3194229.9886 | -3260776.4467 | -3327322.9048 | 0 | 0 | 0 | 0 | 0 | 0 | 0 | 0 | 0 | 0 | 0 | 0 | 0 | 0 | 0 | 0 | 0 | 0 | 0 | 0 | 0 | 0 | 0 | 0 | 0 | 0 | 0 | 0 | 0 | 0 | 0 | 0 | 0 | 0 | 0 | 0 | 0 | 0 | 0 | 0 | 0 | 0 | 0 | 0 | 0
|  |  | Net Plant (b.o.y.) | [6 empty] | 3327322.9048 | 3260776.4467 | 3194229.9886 | 3127683.5305 | 3061137.0724 | 2994590.6143 | 2928044.1562 | 2861497.6981 | 2794951.24 | 2728404.782 | 2661858.3239 | 2595311.8658 | 2528765.4077 | 2462218.9496 | 2395672.4915 | 2329126.0334 | 2262579.5753 | 2196033.1172 | 2129486.6591 | 2062940.201 | 1996393.7429 | 1929847.2848 | 1863300.8267 | 1796754.3686 | 1730207.9105 | 1663661.4524 | 1597114.9943 | 1530568.5362 | 1464022.0781 | 1397475.62 | 1330929.1619 | 1264382.7038 | 1197836.2457 | 1131289.7876 | 1064743.3295 | 998196.8714 | 931650.4133 | 865103.9553 | 798557.4972 | 732011.0391 | 665464.581 | 598918.1229 | 532371.6648 | 465825.2067 | 399278.7486 | 332732.2905 | 266185.8324 | 199639.3743 | 133092.9162 | 66546.4581 | 0 | 0 | 0 | 0 | 0 | 0 | 0 | 0 | 0 | 0 | 0 | 0 | 0 | 0 | 0 | 0 | 0 | 0 | 0 | 0 | 0 | 0 | 0 | 0 | 0 | 0 | 0 | 0 | 0 | 0 | 0 | 0 | 0 | 0 | 0 | 0 | 0 | 0 | 0 | 0 | 0 | 0 | 0 | 0 | 0
|  |  | Net Plant (e.o.y.) | [5 empty] | 3327322.9048 | 3260776.4467 | 3194229.9886 | 3127683.5305 | 3061137.0724 | 2994590.6143 | 2928044.1562 | 2861497.6981 | 2794951.24 | 2728404.782 | 2661858.3239 | 2595311.8658 | 2528765.4077 | 2462218.9496 | 2395672.4915 | 2329126.0334 | 2262579.5753 | 2196033.1172 | 2129486.6591 | 2062940.201 | 1996393.7429 | 1929847.2848 | 1863300.8267 | 1796754.3686 | 1730207.9105 | 1663661.4524 | 1597114.9943 | 1530568.5362 | 1464022.0781 | 1397475.62 | 1330929.1619 | 1264382.7038 | 1197836.2457 | 1131289.7876 | 1064743.3295 | 998196.8714 | 931650.4133 | 865103.9553 | 798557.4972 | 732011.0391 | 665464.581 | 598918.1229 | 532371.6648 | 465825.2067 | 399278.7486 | 332732.2905 | 266185.8324 | 199639.3743 | 133092.9162 | 66546.4581 | 0 | 0 | 0 | 0 | 0 | 0 | 0 | 0 | 0 | 0 | 0 | 0 | 0 | 0 | 0 | 0 | 0 | 0 | 0 | 0 | 0 | 0 | 0 | 0 | 0 | 0 | 0 | 0 | 0 | 0 | 0 | 0 | 0 | 0 | 0 | 0 | 0 | 0 | 0 | 0 | 0 | 0 | 0 | 0 | 0 | 0
|  |  | MACRS depreciation | [6 empty] | 124774.6089 | 240199.4405 | 222165.3504 | 205528.7358 | 190089.9576 | 175849.0155 | 162639.5436 | 150461.5418 | 148465.148 | 148431.8748 | 148465.148 | 148431.8748 | 148465.148 | 148431.8748 | 148465.148 | 148431.8748 | 148465.148 | 148431.8748 | 148465.148 | 148431.8748 | 74232.574 | 0 | 0 | 0 | 0 | 0 | 0 | 0 | 0 | 0 | 0 | 0 | 0 | 0 | 0 | 0 | 0 | 0 | 0 | 0 | 0 | 0 | 0 | 0 | 0 | 0 | 0 | 0 | 0 | 0 | 0 | 0 | 0 | 0 | 0 | 0 | 0 | 0 | 0 | 0 | 0 | 0 | 0 | 0 | 0 | 0 | 0 | 0 | 0 | 0 | 0 | 0 | 0 | 0 | 0 | 0 | 0 | 0 | 0 | 0 | 0 | 0 | 0 | 0 | 0 | 0 | 0 | 0 | 0 | 0 | 0 | 0 | 0 | 0 | 0
|  |  | ADIT (b.o.y.) | [6 empty] | 0 | -16137.932 | -64265.8561 | -107395.6321 | -145914.5703 | -180154.6512 | -210447.855 | -237080.0536 | -260337.1191 | -283040.884 | -305735.4272 | -328439.1921 | -351133.7354 | -373837.5003 | -396532.0435 | -419235.8084 | -441930.3517 | -464634.1166 | -487328.6598 | -510032.4247 | -532726.968 | -534857.175 | -516413.8241 | -497970.4733 | -479527.1224 | -461083.7715 | -442640.4207 | -424197.0698 | -405753.719 | -387310.3681 | -368867.0172 | -350423.6664 | -331980.3155 | -313536.9646 | -295093.6138 | -276650.2629 | -258206.9121 | -239763.5612 | -221320.2103 | -202876.8595 | -184433.5086 | -165990.1578 | -147546.8069 | -129103.456 | -110660.1052 | -92216.7543 | -73773.4034 | -55330.0526 | -36886.7017 | -18443.3509 | -5.0204e-10 | -5.0204e-10 | -5.0204e-10 | -5.0204e-10 | -5.0204e-10 | -5.0204e-10 | -5.0204e-10 | -5.0204e-10 | -5.0204e-10 | -5.0204e-10 | -5.0204e-10 | -5.0204e-10 | -5.0204e-10 | -5.0204e-10 | -5.0204e-10 | -5.0204e-10 | -5.0204e-10 | -5.0204e-10 | -5.0204e-10 | -5.0204e-10 | -5.0204e-10 | -5.0204e-10 | -5.0204e-10 | -5.0204e-10 | -5.0204e-10 | -5.0204e-10 | -5.0204e-10 | -5.0204e-10 | -5.0204e-10 | -5.0204e-10 | -5.0204e-10 | -5.0204e-10 | -5.0204e-10 | -5.0204e-10 | -5.0204e-10 | -5.0204e-10 | -5.0204e-10 | -5.0204e-10 | -5.0204e-10 | -5.0204e-10 | -5.0204e-10 | -5.0204e-10 | -5.0204e-10 | -5.0204e-10 | -5.0204e-10
|  |  | ADIT (e.o.y.) | [6 empty] | -16137.932 | -64265.8561 | -107395.6321 | -145914.5703 | -180154.6512 | -210447.855 | -237080.0536 | -260337.1191 | -283040.884 | -305735.4272 | -328439.1921 | -351133.7354 | -373837.5003 | -396532.0435 | -419235.8084 | -441930.3517 | -464634.1166 | -487328.6598 | -510032.4247 | -532726.968 | -534857.175 | -516413.8241 | -497970.4733 | -479527.1224 | -461083.7715 | -442640.4207 | -424197.0698 | -405753.719 | -387310.3681 | -368867.0172 | -350423.6664 | -331980.3155 | -313536.9646 | -295093.6138 | -276650.2629 | -258206.9121 | -239763.5612 | -221320.2103 | -202876.8595 | -184433.5086 | -165990.1578 | -147546.8069 | -129103.456 | -110660.1052 | -92216.7543 | -73773.4034 | -55330.0526 | -36886.7017 | -18443.3509 | -5.0204e-10 | -5.0204e-10 | -5.0204e-10 | -5.0204e-10 | -5.0204e-10 | -5.0204e-10 | -5.0204e-10 | -5.0204e-10 | -5.0204e-10 | -5.0204e-10 | -5.0204e-10 | -5.0204e-10 | -5.0204e-10 | -5.0204e-10 | -5.0204e-10 | -5.0204e-10 | -5.0204e-10 | -5.0204e-10 | -5.0204e-10 | -5.0204e-10 | -5.0204e-10 | -5.0204e-10 | -5.0204e-10 | -5.0204e-10 | -5.0204e-10 | -5.0204e-10 | -5.0204e-10 | -5.0204e-10 | -5.0204e-10 | -5.0204e-10 | -5.0204e-10 | -5.0204e-10 | -5.0204e-10 | -5.0204e-10 | -5.0204e-10 | -5.0204e-10 | -5.0204e-10 | -5.0204e-10 | -5.0204e-10 | -5.0204e-10 | -5.0204e-10 | -5.0204e-10 | -5.0204e-10 | -5.0204e-10 | -5.0204e-10 | -5.0204e-10
|  |  | Net Rate Base | [6 empty] | 3285980.7098 | 3187301.3236 | 3075126.0155 | 2967755.2003 | 2864829.2326 | 2766016.1322 | 2671006.9729 | 2579515.8827 | 2489989.0095 | 2400743.3973 | 2311497.7851 | 2222252.173 | 2133006.5608 | 2043760.9486 | 1954515.3364 | 1865269.7243 | 1776024.1121 | 1686778.4999 | 1597532.8878 | 1508287.2756 | 1429328.4424 | 1370938.5562 | 1322835.449 | 1274732.3417 | 1226629.2345 | 1178526.1273 | 1130423.02 | 1082319.9128 | 1034216.8056 | 986113.6983 | 938010.5911 | 889907.4838 | 841804.3766 | 793701.2694 | 745598.1621 | 697495.0549 | 649391.9477 | 601288.8404 | 553185.7332 | 505082.626 | 456979.5187 | 408876.4115 | 360773.3043 | 312670.197 | 264567.0898 | 216463.9826 | 168360.8753 | 120257.7681 | 72154.6609 | 24051.5536 | -5.0204e-10 | -5.0204e-10 | -5.0204e-10 | -5.0204e-10 | -5.0204e-10 | -5.0204e-10 | -5.0204e-10 | -5.0204e-10 | -5.0204e-10 | -5.0204e-10 | -5.0204e-10 | -5.0204e-10 | -5.0204e-10 | -5.0204e-10 | -5.0204e-10 | -5.0204e-10 | -5.0204e-10 | -5.0204e-10 | -5.0204e-10 | -5.0204e-10 | -5.0204e-10 | -5.0204e-10 | -5.0204e-10 | -5.0204e-10 | -5.0204e-10 | -5.0204e-10 | -5.0204e-10 | -5.0204e-10 | -5.0204e-10 | -5.0204e-10 | -5.0204e-10 | -5.0204e-10 | -5.0204e-10 | -5.0204e-10 | -5.0204e-10 | -5.0204e-10 | -5.0204e-10 | -5.0204e-10 | -5.0204e-10 | -5.0204e-10 | -5.0204e-10 | -5.0204e-10 | -5.0204e-10 | -5.0204e-10 | -5.0204e-10
|  |  | Pre-Tax return on rate base | [6 empty] | 293438.0774 | 284626.0082 | 274608.7532 | 265020.5394 | 255829.2505 | 247005.2406 | 238520.9227 | 230350.7683 | 222356.0185 | 214386.3854 | 206416.7522 | 198447.119 | 190477.4859 | 182507.8527 | 174538.2195 | 166568.5864 | 158598.9532 | 150629.32 | 142659.6869 | 134690.0537 | 127639.0299 | 122424.8131 | 118129.2056 | 113833.5981 | 109537.9906 | 105242.3832 | 100946.7757 | 96651.1682 | 92355.5607 | 88059.9533 | 83764.3458 | 79468.7383 | 75173.1308 | 70877.5234 | 66581.9159 | 62286.3084 | 57990.7009 | 53695.0935 | 49399.486 | 45103.8785 | 40808.271 | 36512.6635 | 32217.0561 | 27921.4486 | 23625.8411 | 19330.2336 | 15034.6262 | 10739.0187 | 6443.4112 | 2147.8037 | -4.4832e-11 | -4.4832e-11 | -4.4832e-11 | -4.4832e-11 | -4.4832e-11 | -4.4832e-11 | -4.4832e-11 | -4.4832e-11 | -4.4832e-11 | -4.4832e-11 | -4.4832e-11 | -4.4832e-11 | -4.4832e-11 | -4.4832e-11 | -4.4832e-11 | -4.4832e-11 | -4.4832e-11 | -4.4832e-11 | -4.4832e-11 | -4.4832e-11 | -4.4832e-11 | -4.4832e-11 | -4.4832e-11 | -4.4832e-11 | -4.4832e-11 | -4.4832e-11 | -4.4832e-11 | -4.4832e-11 | -4.4832e-11 | -4.4832e-11 | -4.4832e-11 | -4.4832e-11 | -4.4832e-11 | -4.4832e-11 | -4.4832e-11 | -4.4832e-11 | -4.4832e-11 | -4.4832e-11 | -4.4832e-11 | -4.4832e-11 | -4.4832e-11 | -4.4832e-11 | -4.4832e-11 | -4.4832e-11 | -4.4832e-11
|  | Investment year in service | [7 empty] | 0 | 1 | 2 | 3 | 4 | 5 | 6 | 7 | 8 | 9 | 10 | 11 | 12 | 13 | 14 | 15 | 16 | 17 | 18 | 19 | 20 | 21 | 22 | 23 | 24 | 25 | 26 | 27 | 28 | 29 | 30 | 31 | 32 | 33 | 34 | 35 | 36 | 37 | 38 | 39 | 40 | 41 | 42 | 43 | 44 | 45 | 46 | 47 | 48 | 49 | 50 | 51 | 52 | 53 | 54 | 55 | 56 | 57 | 58 | 59 | 60 | 61 | 62 | 63 | 64 | 65 | 66 | 67 | 68 | 69 | 70 | 71 | 72 | 73 | 74 | 75 | 76 | 77 | 78 | 79 | 80 | 81 | 82 | 83 | 84 | 85 | 86 | 87 | 88 | 89 | 90 | 91 | 92 | 93 | 94
|  | 2033 | CAPEX Cost element | 2027 | 2028 | 2029 | 2030 | 2031 | 2032 | 2033 | 2034 | 2035 | 2036 | 2037 | 2038 | 2039 | 2040 | 2041 | 2042 | 2043 | 2044 | 2045 | 2046 | 2047 | 2048 | 2049 | 2050 | 2051 | 2052 | 2053 | 2054 | 2055 | 2056 | 2057 | 2058 | 2059 | 2060 | 2061 | 2062 | 2063 | 2064 | 2065 | 2066 | 2067 | 2068 | 2069 | 2070 | 2071 | 2072 | 2073 | 2074 | 2075 | 2076 | 2077 | 2078 | 2079 | 2080 | 2081 | 2082 | 2083 | 2084 | 2085 | 2086 | 2087 | 2088 | 2089 | 2090 | 2091 | 2092 | 2093 | 2094 | 2095 | 2096 | 2097 | 2098 | 2099 | 2100 | 2101 | 2102 | 2103 | 2104 | 2105 | 2106 | 2107 | 2108 | 2109 | 2110 | 2111 | 2112 | 2113 | 2114 | 2115 | 2116 | 2117 | 2118 | 2119 | 2120 | 2121 | 2122 | 2123 | 2124 | 2125 | 2126 | 2127
|  |  | Book depreciation | [7 empty] | 68010.4802 | 68010.4802 | 68010.4802 | 68010.4802 | 68010.4802 | 68010.4802 | 68010.4802 | 68010.4802 | 68010.4802 | 68010.4802 | 68010.4802 | 68010.4802 | 68010.4802 | 68010.4802 | 68010.4802 | 68010.4802 | 68010.4802 | 68010.4802 | 68010.4802 | 68010.4802 | 68010.4802 | 68010.4802 | 68010.4802 | 68010.4802 | 68010.4802 | 68010.4802 | 68010.4802 | 68010.4802 | 68010.4802 | 68010.4802 | 68010.4802 | 68010.4802 | 68010.4802 | 68010.4802 | 68010.4802 | 68010.4802 | 68010.4802 | 68010.4802 | 68010.4802 | 68010.4802 | 68010.4802 | 68010.4802 | 68010.4802 | 68010.4802 | 68010.4802 | 68010.4802 | 68010.4802 | 68010.4802 | 68010.4802 | 68010.4802 | 0 | 0 | 0 | 0 | 0 | 0 | 0 | 0 | 0 | 0 | 0 | 0 | 0 | 0 | 0 | 0 | 0 | 0 | 0 | 0 | 0 | 0 | 0 | 0 | 0 | 0 | 0 | 0 | 0 | 0 | 0 | 0 | 0 | 0 | 0 | 0 | 0 | 0 | 0 | 0 | 0 | 0 | 0 | 0
|  |  | Plant in Service | [6 empty] | 3400524.0087 | 3400524.0087 | 3400524.0087 | 3400524.0087 | 3400524.0087 | 3400524.0087 | 3400524.0087 | 3400524.0087 | 3400524.0087 | 3400524.0087 | 3400524.0087 | 3400524.0087 | 3400524.0087 | 3400524.0087 | 3400524.0087 | 3400524.0087 | 3400524.0087 | 3400524.0087 | 3400524.0087 | 3400524.0087 | 3400524.0087 | 3400524.0087 | 3400524.0087 | 3400524.0087 | 3400524.0087 | 3400524.0087 | 3400524.0087 | 3400524.0087 | 3400524.0087 | 3400524.0087 | 3400524.0087 | 3400524.0087 | 3400524.0087 | 3400524.0087 | 3400524.0087 | 3400524.0087 | 3400524.0087 | 3400524.0087 | 3400524.0087 | 3400524.0087 | 3400524.0087 | 3400524.0087 | 3400524.0087 | 3400524.0087 | 3400524.0087 | 3400524.0087 | 3400524.0087 | 3400524.0087 | 3400524.0087 | 3400524.0087 | 3400524.0087 | 0 | 0 | 0 | 0 | 0 | 0 | 0 | 0 | 0 | 0 | 0 | 0 | 0 | 0 | 0 | 0 | 0 | 0 | 0 | 0 | 0 | 0 | 0 | 0 | 0 | 0 | 0 | 0 | 0 | 0 | 0 | 0 | 0 | 0 | 0 | 0 | 0 | 0 | 0 | 0 | 0 | 0 | 0 | 0
|  |  | Accumulated Depreciation | [7 empty] | -68010.4802 | -136020.9603 | -204031.4405 | -272041.9207 | -340052.4009 | -408062.881 | -476073.3612 | -544083.8414 | -612094.3216 | -680104.8017 | -748115.2819 | -816125.7621 | -884136.2423 | -952146.7224 | -1020157.2026 | -1088167.6828 | -1156178.163 | -1224188.6431 | -1292199.1233 | -1360209.6035 | -1428220.0837 | -1496230.5638 | -1564241.044 | -1632251.5242 | -1700262.0044 | -1768272.4845 | -1836282.9647 | -1904293.4449 | -1972303.9251 | -2040314.4052 | -2108324.8854 | -2176335.3656 | -2244345.8458 | -2312356.3259 | -2380366.8061 | -2448377.2863 | -2516387.7665 | -2584398.2466 | -2652408.7268 | -2720419.207 | -2788429.6872 | -2856440.1673 | -2924450.6475 | -2992461.1277 | -3060471.6079 | -3128482.088 | -3196492.5682 | -3264503.0484 | -3332513.5285 | -3400524.0087 | 0 | 0 | 0 | 0 | 0 | 0 | 0 | 0 | 0 | 0 | 0 | 0 | 0 | 0 | 0 | 0 | 0 | 0 | 0 | 0 | 0 | 0 | 0 | 0 | 0 | 0 | 0 | 0 | 0 | 0 | 0 | 0 | 0 | 0 | 0 | 0 | 0 | 0 | 0 | 0 | 0 | 0 | 0 | 0
|  |  | Net Plant (b.o.y.) | [7 empty] | 3400524.0087 | 3332513.5285 | 3264503.0484 | 3196492.5682 | 3128482.088 | 3060471.6079 | 2992461.1277 | 2924450.6475 | 2856440.1673 | 2788429.6872 | 2720419.207 | 2652408.7268 | 2584398.2466 | 2516387.7665 | 2448377.2863 | 2380366.8061 | 2312356.3259 | 2244345.8458 | 2176335.3656 | 2108324.8854 | 2040314.4052 | 1972303.9251 | 1904293.4449 | 1836282.9647 | 1768272.4845 | 1700262.0044 | 1632251.5242 | 1564241.044 | 1496230.5638 | 1428220.0837 | 1360209.6035 | 1292199.1233 | 1224188.6431 | 1156178.163 | 1088167.6828 | 1020157.2026 | 952146.7224 | 884136.2423 | 816125.7621 | 748115.2819 | 680104.8017 | 612094.3216 | 544083.8414 | 476073.3612 | 408062.881 | 340052.4009 | 272041.9207 | 204031.4405 | 136020.9603 | 68010.4802 | 0 | 0 | 0 | 0 | 0 | 0 | 0 | 0 | 0 | 0 | 0 | 0 | 0 | 0 | 0 | 0 | 0 | 0 | 0 | 0 | 0 | 0 | 0 | 0 | 0 | 0 | 0 | 0 | 0 | 0 | 0 | 0 | 0 | 0 | 0 | 0 | 0 | 0 | 0 | 0 | 0 | 0 | 0 | 0
|  |  | Net Plant (e.o.y.) | [6 empty] | 3400524.0087 | 3332513.5285 | 3264503.0484 | 3196492.5682 | 3128482.088 | 3060471.6079 | 2992461.1277 | 2924450.6475 | 2856440.1673 | 2788429.6872 | 2720419.207 | 2652408.7268 | 2584398.2466 | 2516387.7665 | 2448377.2863 | 2380366.8061 | 2312356.3259 | 2244345.8458 | 2176335.3656 | 2108324.8854 | 2040314.4052 | 1972303.9251 | 1904293.4449 | 1836282.9647 | 1768272.4845 | 1700262.0044 | 1632251.5242 | 1564241.044 | 1496230.5638 | 1428220.0837 | 1360209.6035 | 1292199.1233 | 1224188.6431 | 1156178.163 | 1088167.6828 | 1020157.2026 | 952146.7224 | 884136.2423 | 816125.7621 | 748115.2819 | 680104.8017 | 612094.3216 | 544083.8414 | 476073.3612 | 408062.881 | 340052.4009 | 272041.9207 | 204031.4405 | 136020.9603 | 68010.4802 | 0 | 0 | 0 | 0 | 0 | 0 | 0 | 0 | 0 | 0 | 0 | 0 | 0 | 0 | 0 | 0 | 0 | 0 | 0 | 0 | 0 | 0 | 0 | 0 | 0 | 0 | 0 | 0 | 0 | 0 | 0 | 0 | 0 | 0 | 0 | 0 | 0 | 0 | 0 | 0 | 0 | 0 | 0 | 0 | 0
|  |  | MACRS depreciation | [7 empty] | 127519.6503 | 245483.8282 | 227052.9881 | 210050.368 | 194271.9366 | 179717.6939 | 166217.6135 | 153771.6957 | 151731.3813 | 151697.376 | 151731.3813 | 151697.376 | 151731.3813 | 151697.376 | 151731.3813 | 151697.376 | 151731.3813 | 151697.376 | 151731.3813 | 151697.376 | 75865.6906 | 0 | 0 | 0 | 0 | 0 | 0 | 0 | 0 | 0 | 0 | 0 | 0 | 0 | 0 | 0 | 0 | 0 | 0 | 0 | 0 | 0 | 0 | 0 | 0 | 0 | 0 | 0 | 0 | 0 | 0 | 0 | 0 | 0 | 0 | 0 | 0 | 0 | 0 | 0 | 0 | 0 | 0 | 0 | 0 | 0 | 0 | 0 | 0 | 0 | 0 | 0 | 0 | 0 | 0 | 0 | 0 | 0 | 0 | 0 | 0 | 0 | 0 | 0 | 0 | 0 | 0 | 0 | 0 | 0 | 0 | 0 | 0 | 0
|  |  | ADIT (b.o.y.) | [7 empty] | 0 | -16492.9665 | -65679.7049 | -109758.336 | -149124.6909 | -184118.0535 | -215077.7078 | -242295.8148 | -266064.5357 | -289267.7834 | -312461.6066 | -335664.8544 | -358858.6776 | -382061.9253 | -405255.7485 | -428458.9962 | -451652.8194 | -474856.0671 | -498049.8903 | -521253.1381 | -544446.9613 | -546624.0328 | -527774.9282 | -508925.8237 | -490076.7191 | -471227.6145 | -452378.5099 | -433529.4053 | -414680.3008 | -395831.1962 | -376982.0916 | -358132.987 | -339283.8824 | -320434.7779 | -301585.6733 | -282736.5687 | -263887.4641 | -245038.3595 | -226189.255 | -207340.1504 | -188491.0458 | -169641.9412 | -150792.8366 | -131943.7321 | -113094.6275 | -94245.5229 | -75396.4183 | -56547.3137 | -37698.2092 | -18849.1046 | 2.9104e-11 | 2.9104e-11 | 2.9104e-11 | 2.9104e-11 | 2.9104e-11 | 2.9104e-11 | 2.9104e-11 | 2.9104e-11 | 2.9104e-11 | 2.9104e-11 | 2.9104e-11 | 2.9104e-11 | 2.9104e-11 | 2.9104e-11 | 2.9104e-11 | 2.9104e-11 | 2.9104e-11 | 2.9104e-11 | 2.9104e-11 | 2.9104e-11 | 2.9104e-11 | 2.9104e-11 | 2.9104e-11 | 2.9104e-11 | 2.9104e-11 | 2.9104e-11 | 2.9104e-11 | 2.9104e-11 | 2.9104e-11 | 2.9104e-11 | 2.9104e-11 | 2.9104e-11 | 2.9104e-11 | 2.9104e-11 | 2.9104e-11 | 2.9104e-11 | 2.9104e-11 | 2.9104e-11 | 2.9104e-11 | 2.9104e-11 | 2.9104e-11 | 2.9104e-11 | 2.9104e-11 | 2.9104e-11
|  |  | ADIT (e.o.y.) | [7 empty] | -16492.9665 | -65679.7049 | -109758.336 | -149124.6909 | -184118.0535 | -215077.7078 | -242295.8148 | -266064.5357 | -289267.7834 | -312461.6066 | -335664.8544 | -358858.6776 | -382061.9253 | -405255.7485 | -428458.9962 | -451652.8194 | -474856.0671 | -498049.8903 | -521253.1381 | -544446.9613 | -546624.0328 | -527774.9282 | -508925.8237 | -490076.7191 | -471227.6145 | -452378.5099 | -433529.4053 | -414680.3008 | -395831.1962 | -376982.0916 | -358132.987 | -339283.8824 | -320434.7779 | -301585.6733 | -282736.5687 | -263887.4641 | -245038.3595 | -226189.255 | -207340.1504 | -188491.0458 | -169641.9412 | -150792.8366 | -131943.7321 | -113094.6275 | -94245.5229 | -75396.4183 | -56547.3137 | -37698.2092 | -18849.1046 | 2.9104e-11 | 2.9104e-11 | 2.9104e-11 | 2.9104e-11 | 2.9104e-11 | 2.9104e-11 | 2.9104e-11 | 2.9104e-11 | 2.9104e-11 | 2.9104e-11 | 2.9104e-11 | 2.9104e-11 | 2.9104e-11 | 2.9104e-11 | 2.9104e-11 | 2.9104e-11 | 2.9104e-11 | 2.9104e-11 | 2.9104e-11 | 2.9104e-11 | 2.9104e-11 | 2.9104e-11 | 2.9104e-11 | 2.9104e-11 | 2.9104e-11 | 2.9104e-11 | 2.9104e-11 | 2.9104e-11 | 2.9104e-11 | 2.9104e-11 | 2.9104e-11 | 2.9104e-11 | 2.9104e-11 | 2.9104e-11 | 2.9104e-11 | 2.9104e-11 | 2.9104e-11 | 2.9104e-11 | 2.9104e-11 | 2.9104e-11 | 2.9104e-11 | 2.9104e-11 | 2.9104e-11 | 2.9104e-11 | 2.9104e-11
|  |  | Net Rate Base | [7 empty] | 3358272.2854 | 3257421.9528 | 3142778.7878 | 3033045.8147 | 2927855.4757 | 2826868.4871 | 2729769.1263 | 2636265.2321 | 2544768.7677 | 2453559.752 | 2362350.7364 | 2271141.7208 | 2179932.7051 | 2088723.6895 | 1997514.6738 | 1906305.6582 | 1815096.6426 | 1723887.6269 | 1632678.6113 | 1541469.5957 | 1460773.6681 | 1401099.2044 | 1351937.8288 | 1302776.4532 | 1253615.0776 | 1204453.7021 | 1155292.3265 | 1106130.9509 | 1056969.5753 | 1007808.1997 | 958646.8241 | 909485.4485 | 860324.0729 | 811162.6973 | 762001.3217 | 712839.9461 | 663678.5705 | 614517.1949 | 565355.8193 | 516194.4437 | 467033.0681 | 417871.6925 | 368710.317 | 319548.9414 | 270387.5658 | 221226.1902 | 172064.8146 | 122903.439 | 73742.0634 | 24580.6878 | 2.9104e-11 | 2.9104e-11 | 2.9104e-11 | 2.9104e-11 | 2.9104e-11 | 2.9104e-11 | 2.9104e-11 | 2.9104e-11 | 2.9104e-11 | 2.9104e-11 | 2.9104e-11 | 2.9104e-11 | 2.9104e-11 | 2.9104e-11 | 2.9104e-11 | 2.9104e-11 | 2.9104e-11 | 2.9104e-11 | 2.9104e-11 | 2.9104e-11 | 2.9104e-11 | 2.9104e-11 | 2.9104e-11 | 2.9104e-11 | 2.9104e-11 | 2.9104e-11 | 2.9104e-11 | 2.9104e-11 | 2.9104e-11 | 2.9104e-11 | 2.9104e-11 | 2.9104e-11 | 2.9104e-11 | 2.9104e-11 | 2.9104e-11 | 2.9104e-11 | 2.9104e-11 | 2.9104e-11 | 2.9104e-11 | 2.9104e-11 | 2.9104e-11 | 2.9104e-11 | 2.9104e-11 | 2.9104e-11
|  |  | Pre-Tax return on rate base | [7 empty] | 299893.7151 | 290887.7804 | 280650.1458 | 270850.9913 | 261457.494 | 252439.3559 | 243768.383 | 235418.4852 | 227247.851 | 219102.8859 | 210957.9208 | 202812.9557 | 194667.9906 | 186523.0255 | 178378.0604 | 170233.0953 | 162088.1302 | 153943.1651 | 145798.2 | 137653.2349 | 130447.0886 | 125118.159 | 120728.0481 | 116337.9373 | 111947.8264 | 107557.7156 | 103167.6048 | 98777.4939 | 94387.3831 | 89997.2722 | 85607.1614 | 81217.0506 | 76826.9397 | 72436.8289 | 68046.718 | 63656.6072 | 59266.4963 | 54876.3855 | 50486.2747 | 46096.1638 | 41706.053 | 37315.9421 | 32925.8313 | 28535.7205 | 24145.6096 | 19755.4988 | 15365.3879 | 10975.2771 | 6585.1663 | 2195.0554 | 2.599e-12 | 2.599e-12 | 2.599e-12 | 2.599e-12 | 2.599e-12 | 2.599e-12 | 2.599e-12 | 2.599e-12 | 2.599e-12 | 2.599e-12 | 2.599e-12 | 2.599e-12 | 2.599e-12 | 2.599e-12 | 2.599e-12 | 2.599e-12 | 2.599e-12 | 2.599e-12 | 2.599e-12 | 2.599e-12 | 2.599e-12 | 2.599e-12 | 2.599e-12 | 2.599e-12 | 2.599e-12 | 2.599e-12 | 2.599e-12 | 2.599e-12 | 2.599e-12 | 2.599e-12 | 2.599e-12 | 2.599e-12 | 2.599e-12 | 2.599e-12 | 2.599e-12 | 2.599e-12 | 2.599e-12 | 2.599e-12 | 2.599e-12 | 2.599e-12 | 2.599e-12 | 2.599e-12 | 2.599e-12 | 2.599e-12
|  | Investment year in service | [8 empty] | 0 | 1 | 2 | 3 | 4 | 5 | 6 | 7 | 8 | 9 | 10 | 11 | 12 | 13 | 14 | 15 | 16 | 17 | 18 | 19 | 20 | 21 | 22 | 23 | 24 | 25 | 26 | 27 | 28 | 29 | 30 | 31 | 32 | 33 | 34 | 35 | 36 | 37 | 38 | 39 | 40 | 41 | 42 | 43 | 44 | 45 | 46 | 47 | 48 | 49 | 50 | 51 | 52 | 53 | 54 | 55 | 56 | 57 | 58 | 59 | 60 | 61 | 62 | 63 | 64 | 65 | 66 | 67 | 68 | 69 | 70 | 71 | 72 | 73 | 74 | 75 | 76 | 77 | 78 | 79 | 80 | 81 | 82 | 83 | 84 | 85 | 86 | 87 | 88 | 89 | 90 | 91 | 92 | 93
|  | 2034 | CAPEX Cost element | 2027 | 2028 | 2029 | 2030 | 2031 | 2032 | 2033 | 2034 | 2035 | 2036 | 2037 | 2038 | 2039 | 2040 | 2041 | 2042 | 2043 | 2044 | 2045 | 2046 | 2047 | 2048 | 2049 | 2050 | 2051 | 2052 | 2053 | 2054 | 2055 | 2056 | 2057 | 2058 | 2059 | 2060 | 2061 | 2062 | 2063 | 2064 | 2065 | 2066 | 2067 | 2068 | 2069 | 2070 | 2071 | 2072 | 2073 | 2074 | 2075 | 2076 | 2077 | 2078 | 2079 | 2080 | 2081 | 2082 | 2083 | 2084 | 2085 | 2086 | 2087 | 2088 | 2089 | 2090 | 2091 | 2092 | 2093 | 2094 | 2095 | 2096 | 2097 | 2098 | 2099 | 2100 | 2101 | 2102 | 2103 | 2104 | 2105 | 2106 | 2107 | 2108 | 2109 | 2110 | 2111 | 2112 | 2113 | 2114 | 2115 | 2116 | 2117 | 2118 | 2119 | 2120 | 2121 | 2122 | 2123 | 2124 | 2125 | 2126 | 2127
|  |  | Book depreciation | [8 empty] | 69506.7107 | 69506.7107 | 69506.7107 | 69506.7107 | 69506.7107 | 69506.7107 | 69506.7107 | 69506.7107 | 69506.7107 | 69506.7107 | 69506.7107 | 69506.7107 | 69506.7107 | 69506.7107 | 69506.7107 | 69506.7107 | 69506.7107 | 69506.7107 | 69506.7107 | 69506.7107 | 69506.7107 | 69506.7107 | 69506.7107 | 69506.7107 | 69506.7107 | 69506.7107 | 69506.7107 | 69506.7107 | 69506.7107 | 69506.7107 | 69506.7107 | 69506.7107 | 69506.7107 | 69506.7107 | 69506.7107 | 69506.7107 | 69506.7107 | 69506.7107 | 69506.7107 | 69506.7107 | 69506.7107 | 69506.7107 | 69506.7107 | 69506.7107 | 69506.7107 | 69506.7107 | 69506.7107 | 69506.7107 | 69506.7107 | 69506.7107 | 0 | 0 | 0 | 0 | 0 | 0 | 0 | 0 | 0 | 0 | 0 | 0 | 0 | 0 | 0 | 0 | 0 | 0 | 0 | 0 | 0 | 0 | 0 | 0 | 0 | 0 | 0 | 0 | 0 | 0 | 0 | 0 | 0 | 0 | 0 | 0 | 0 | 0 | 0 | 0 | 0 | 0 | 0
|  |  | Plant in Service | [7 empty] | 3475335.5369 | 3475335.5369 | 3475335.5369 | 3475335.5369 | 3475335.5369 | 3475335.5369 | 3475335.5369 | 3475335.5369 | 3475335.5369 | 3475335.5369 | 3475335.5369 | 3475335.5369 | 3475335.5369 | 3475335.5369 | 3475335.5369 | 3475335.5369 | 3475335.5369 | 3475335.5369 | 3475335.5369 | 3475335.5369 | 3475335.5369 | 3475335.5369 | 3475335.5369 | 3475335.5369 | 3475335.5369 | 3475335.5369 | 3475335.5369 | 3475335.5369 | 3475335.5369 | 3475335.5369 | 3475335.5369 | 3475335.5369 | 3475335.5369 | 3475335.5369 | 3475335.5369 | 3475335.5369 | 3475335.5369 | 3475335.5369 | 3475335.5369 | 3475335.5369 | 3475335.5369 | 3475335.5369 | 3475335.5369 | 3475335.5369 | 3475335.5369 | 3475335.5369 | 3475335.5369 | 3475335.5369 | 3475335.5369 | 3475335.5369 | 3475335.5369 | 0 | 0 | 0 | 0 | 0 | 0 | 0 | 0 | 0 | 0 | 0 | 0 | 0 | 0 | 0 | 0 | 0 | 0 | 0 | 0 | 0 | 0 | 0 | 0 | 0 | 0 | 0 | 0 | 0 | 0 | 0 | 0 | 0 | 0 | 0 | 0 | 0 | 0 | 0 | 0 | 0 | 0 | 0
|  |  | Accumulated Depreciation | [8 empty] | -69506.7107 | -139013.4215 | -208520.1322 | -278026.843 | -347533.5537 | -417040.2644 | -486546.9752 | -556053.6859 | -625560.3966 | -695067.1074 | -764573.8181 | -834080.5289 | -903587.2396 | -973093.9503 | -1042600.6611 | -1112107.3718 | -1181614.0826 | -1251120.7933 | -1320627.504 | -1390134.2148 | -1459640.9255 | -1529147.6362 | -1598654.347 | -1668161.0577 | -1737667.7685 | -1807174.4792 | -1876681.1899 | -1946187.9007 | -2015694.6114 | -2085201.3221 | -2154708.0329 | -2224214.7436 | -2293721.4544 | -2363228.1651 | -2432734.8758 | -2502241.5866 | -2571748.2973 | -2641255.0081 | -2710761.7188 | -2780268.4295 | -2849775.1403 | -2919281.851 | -2988788.5617 | -3058295.2725 | -3127801.9832 | -3197308.694 | -3266815.4047 | -3336322.1154 | -3405828.8262 | -3475335.5369 | 0 | 0 | 0 | 0 | 0 | 0 | 0 | 0 | 0 | 0 | 0 | 0 | 0 | 0 | 0 | 0 | 0 | 0 | 0 | 0 | 0 | 0 | 0 | 0 | 0 | 0 | 0 | 0 | 0 | 0 | 0 | 0 | 0 | 0 | 0 | 0 | 0 | 0 | 0 | 0 | 0 | 0 | 0
|  |  | Net Plant (b.o.y.) | [8 empty] | 3475335.5369 | 3405828.8262 | 3336322.1154 | 3266815.4047 | 3197308.694 | 3127801.9832 | 3058295.2725 | 2988788.5617 | 2919281.851 | 2849775.1403 | 2780268.4295 | 2710761.7188 | 2641255.0081 | 2571748.2973 | 2502241.5866 | 2432734.8758 | 2363228.1651 | 2293721.4544 | 2224214.7436 | 2154708.0329 | 2085201.3221 | 2015694.6114 | 1946187.9007 | 1876681.1899 | 1807174.4792 | 1737667.7685 | 1668161.0577 | 1598654.347 | 1529147.6362 | 1459640.9255 | 1390134.2148 | 1320627.504 | 1251120.7933 | 1181614.0826 | 1112107.3718 | 1042600.6611 | 973093.9503 | 903587.2396 | 834080.5289 | 764573.8181 | 695067.1074 | 625560.3966 | 556053.6859 | 486546.9752 | 417040.2644 | 347533.5537 | 278026.843 | 208520.1322 | 139013.4215 | 69506.7107 | 0 | 0 | 0 | 0 | 0 | 0 | 0 | 0 | 0 | 0 | 0 | 0 | 0 | 0 | 0 | 0 | 0 | 0 | 0 | 0 | 0 | 0 | 0 | 0 | 0 | 0 | 0 | 0 | 0 | 0 | 0 | 0 | 0 | 0 | 0 | 0 | 0 | 0 | 0 | 0 | 0 | 0 | 0
|  |  | Net Plant (e.o.y.) | [7 empty] | 3475335.5369 | 3405828.8262 | 3336322.1154 | 3266815.4047 | 3197308.694 | 3127801.9832 | 3058295.2725 | 2988788.5617 | 2919281.851 | 2849775.1403 | 2780268.4295 | 2710761.7188 | 2641255.0081 | 2571748.2973 | 2502241.5866 | 2432734.8758 | 2363228.1651 | 2293721.4544 | 2224214.7436 | 2154708.0329 | 2085201.3221 | 2015694.6114 | 1946187.9007 | 1876681.1899 | 1807174.4792 | 1737667.7685 | 1668161.0577 | 1598654.347 | 1529147.6362 | 1459640.9255 | 1390134.2148 | 1320627.504 | 1251120.7933 | 1181614.0826 | 1112107.3718 | 1042600.6611 | 973093.9503 | 903587.2396 | 834080.5289 | 764573.8181 | 695067.1074 | 625560.3966 | 556053.6859 | 486546.9752 | 417040.2644 | 347533.5537 | 278026.843 | 208520.1322 | 139013.4215 | 69506.7107 | 0 | 0 | 0 | 0 | 0 | 0 | 0 | 0 | 0 | 0 | 0 | 0 | 0 | 0 | 0 | 0 | 0 | 0 | 0 | 0 | 0 | 0 | 0 | 0 | 0 | 0 | 0 | 0 | 0 | 0 | 0 | 0 | 0 | 0 | 0 | 0 | 0 | 0 | 0 | 0 | 0 | 0 | 0 | 0
|  |  | MACRS depreciation | [8 empty] | 130325.0826 | 250884.4724 | 232048.1538 | 214671.4761 | 198545.9192 | 183671.4831 | 169874.401 | 157154.673 | 155069.4717 | 155034.7183 | 155069.4717 | 155034.7183 | 155069.4717 | 155034.7183 | 155069.4717 | 155034.7183 | 155069.4717 | 155034.7183 | 155069.4717 | 155034.7183 | 77534.7358 | 0 | 0 | 0 | 0 | 0 | 0 | 0 | 0 | 0 | 0 | 0 | 0 | 0 | 0 | 0 | 0 | 0 | 0 | 0 | 0 | 0 | 0 | 0 | 0 | 0 | 0 | 0 | 0 | 0 | 0 | 0 | 0 | 0 | 0 | 0 | 0 | 0 | 0 | 0 | 0 | 0 | 0 | 0 | 0 | 0 | 0 | 0 | 0 | 0 | 0 | 0 | 0 | 0 | 0 | 0 | 0 | 0 | 0 | 0 | 0 | 0 | 0 | 0 | 0 | 0 | 0 | 0 | 0 | 0 | 0 | 0 | 0
|  |  | ADIT (b.o.y.) | [8 empty] | 0 | -16855.8118 | -67124.6584 | -112173.0194 | -152405.4341 | -188168.6507 | -219809.4174 | -247626.3228 | -271917.9555 | -295631.6747 | -319335.762 | -343049.4812 | -366753.5685 | -390467.2876 | -414171.3749 | -437885.0941 | -461589.1814 | -485302.9006 | -509006.9879 | -532720.7071 | -556424.7944 | -558649.7616 | -539385.9767 | -520122.1918 | -500858.4069 | -481594.622 | -462330.8371 | -443067.0523 | -423803.2674 | -404539.4825 | -385275.6976 | -366011.9127 | -346748.1279 | -327484.343 | -308220.5581 | -288956.7732 | -269692.9883 | -250429.2035 | -231165.4186 | -211901.6337 | -192637.8488 | -173374.0639 | -154110.279 | -134846.4942 | -115582.7093 | -96318.9244 | -77055.1395 | -57791.3546 | -38527.5698 | -19263.7849 | -8.7311e-11 | -8.7311e-11 | -8.7311e-11 | -8.7311e-11 | -8.7311e-11 | -8.7311e-11 | -8.7311e-11 | -8.7311e-11 | -8.7311e-11 | -8.7311e-11 | -8.7311e-11 | -8.7311e-11 | -8.7311e-11 | -8.7311e-11 | -8.7311e-11 | -8.7311e-11 | -8.7311e-11 | -8.7311e-11 | -8.7311e-11 | -8.7311e-11 | -8.7311e-11 | -8.7311e-11 | -8.7311e-11 | -8.7311e-11 | -8.7311e-11 | -8.7311e-11 | -8.7311e-11 | -8.7311e-11 | -8.7311e-11 | -8.7311e-11 | -8.7311e-11 | -8.7311e-11 | -8.7311e-11 | -8.7311e-11 | -8.7311e-11 | -8.7311e-11 | -8.7311e-11 | -8.7311e-11 | -8.7311e-11 | -8.7311e-11 | -8.7311e-11 | -8.7311e-11 | -8.7311e-11
|  |  | ADIT (e.o.y.) | [8 empty] | -16855.8118 | -67124.6584 | -112173.0194 | -152405.4341 | -188168.6507 | -219809.4174 | -247626.3228 | -271917.9555 | -295631.6747 | -319335.762 | -343049.4812 | -366753.5685 | -390467.2876 | -414171.3749 | -437885.0941 | -461589.1814 | -485302.9006 | -509006.9879 | -532720.7071 | -556424.7944 | -558649.7616 | -539385.9767 | -520122.1918 | -500858.4069 | -481594.622 | -462330.8371 | -443067.0523 | -423803.2674 | -404539.4825 | -385275.6976 | -366011.9127 | -346748.1279 | -327484.343 | -308220.5581 | -288956.7732 | -269692.9883 | -250429.2035 | -231165.4186 | -211901.6337 | -192637.8488 | -173374.0639 | -154110.279 | -134846.4942 | -115582.7093 | -96318.9244 | -77055.1395 | -57791.3546 | -38527.5698 | -19263.7849 | -8.7311e-11 | -8.7311e-11 | -8.7311e-11 | -8.7311e-11 | -8.7311e-11 | -8.7311e-11 | -8.7311e-11 | -8.7311e-11 | -8.7311e-11 | -8.7311e-11 | -8.7311e-11 | -8.7311e-11 | -8.7311e-11 | -8.7311e-11 | -8.7311e-11 | -8.7311e-11 | -8.7311e-11 | -8.7311e-11 | -8.7311e-11 | -8.7311e-11 | -8.7311e-11 | -8.7311e-11 | -8.7311e-11 | -8.7311e-11 | -8.7311e-11 | -8.7311e-11 | -8.7311e-11 | -8.7311e-11 | -8.7311e-11 | -8.7311e-11 | -8.7311e-11 | -8.7311e-11 | -8.7311e-11 | -8.7311e-11 | -8.7311e-11 | -8.7311e-11 | -8.7311e-11 | -8.7311e-11 | -8.7311e-11 | -8.7311e-11 | -8.7311e-11 | -8.7311e-11 | -8.7311e-11 | -8.7311e-11
|  |  | Net Rate Base | [8 empty] | 3432154.2757 | 3329085.2357 | 3211919.9212 | 3099772.8226 | 2992268.2962 | 2889059.5938 | 2789824.047 | 2694263.0673 | 2600753.6806 | 2507538.0666 | 2414322.4526 | 2321106.8386 | 2227891.2246 | 2134675.6107 | 2041459.9967 | 1948244.3827 | 1855028.7687 | 1761813.1547 | 1668597.5407 | 1575381.9268 | 1492910.6888 | 1431923.3869 | 1381680.4611 | 1331437.5352 | 1281194.6094 | 1230951.6835 | 1180708.7576 | 1130465.8318 | 1080222.9059 | 1029979.9801 | 979737.0542 | 929494.1284 | 879251.2025 | 829008.2766 | 778765.3508 | 728522.4249 | 678279.4991 | 628036.5732 | 577793.6474 | 527550.7215 | 477307.7956 | 427064.8698 | 376821.9439 | 326579.0181 | 276336.0922 | 226093.1664 | 175850.2405 | 125607.3146 | 75364.3888 | 25121.4629 | -8.7311e-11 | -8.7311e-11 | -8.7311e-11 | -8.7311e-11 | -8.7311e-11 | -8.7311e-11 | -8.7311e-11 | -8.7311e-11 | -8.7311e-11 | -8.7311e-11 | -8.7311e-11 | -8.7311e-11 | -8.7311e-11 | -8.7311e-11 | -8.7311e-11 | -8.7311e-11 | -8.7311e-11 | -8.7311e-11 | -8.7311e-11 | -8.7311e-11 | -8.7311e-11 | -8.7311e-11 | -8.7311e-11 | -8.7311e-11 | -8.7311e-11 | -8.7311e-11 | -8.7311e-11 | -8.7311e-11 | -8.7311e-11 | -8.7311e-11 | -8.7311e-11 | -8.7311e-11 | -8.7311e-11 | -8.7311e-11 | -8.7311e-11 | -8.7311e-11 | -8.7311e-11 | -8.7311e-11 | -8.7311e-11 | -8.7311e-11 | -8.7311e-11 | -8.7311e-11 | -8.7311e-11
|  |  | Pre-Tax return on rate base | [8 empty] | 306491.3768 | 297287.3115 | 286824.449 | 276809.7131 | 267209.5588 | 257993.0217 | 249131.2874 | 240597.6919 | 232247.3037 | 223923.1493 | 215598.995 | 207274.8407 | 198950.6864 | 190626.532 | 182302.3777 | 173978.2234 | 165654.069 | 157329.9147 | 149005.7604 | 140681.6061 | 133316.9245 | 127870.7585 | 123384.0652 | 118897.3719 | 114410.6786 | 109923.9853 | 105437.2921 | 100950.5988 | 96463.9055 | 91977.2122 | 87490.5189 | 83003.8257 | 78517.1324 | 74030.4391 | 69543.7458 | 65057.0525 | 60570.3593 | 56083.666 | 51596.9727 | 47110.2794 | 42623.5862 | 38136.8929 | 33650.1996 | 29163.5063 | 24676.813 | 20190.1198 | 15703.4265 | 11216.7332 | 6730.0399 | 2243.3466 | -7.7969e-12 | -7.7969e-12 | -7.7969e-12 | -7.7969e-12 | -7.7969e-12 | -7.7969e-12 | -7.7969e-12 | -7.7969e-12 | -7.7969e-12 | -7.7969e-12 | -7.7969e-12 | -7.7969e-12 | -7.7969e-12 | -7.7969e-12 | -7.7969e-12 | -7.7969e-12 | -7.7969e-12 | -7.7969e-12 | -7.7969e-12 | -7.7969e-12 | -7.7969e-12 | -7.7969e-12 | -7.7969e-12 | -7.7969e-12 | -7.7969e-12 | -7.7969e-12 | -7.7969e-12 | -7.7969e-12 | -7.7969e-12 | -7.7969e-12 | -7.7969e-12 | -7.7969e-12 | -7.7969e-12 | -7.7969e-12 | -7.7969e-12 | -7.7969e-12 | -7.7969e-12 | -7.7969e-12 | -7.7969e-12 | -7.7969e-12 | -7.7969e-12 | -7.7969e-12 | -7.7969e-12
|  | Investment year in service | [9 empty] | 0 | 1 | 2 | 3 | 4 | 5 | 6 | 7 | 8 | 9 | 10 | 11 | 12 | 13 | 14 | 15 | 16 | 17 | 18 | 19 | 20 | 21 | 22 | 23 | 24 | 25 | 26 | 27 | 28 | 29 | 30 | 31 | 32 | 33 | 34 | 35 | 36 | 37 | 38 | 39 | 40 | 41 | 42 | 43 | 44 | 45 | 46 | 47 | 48 | 49 | 50 | 51 | 52 | 53 | 54 | 55 | 56 | 57 | 58 | 59 | 60 | 61 | 62 | 63 | 64 | 65 | 66 | 67 | 68 | 69 | 70 | 71 | 72 | 73 | 74 | 75 | 76 | 77 | 78 | 79 | 80 | 81 | 82 | 83 | 84 | 85 | 86 | 87 | 88 | 89 | 90 | 91 | 92
|  | 2035 | CAPEX Cost element | 2027 | 2028 | 2029 | 2030 | 2031 | 2032 | 2033 | 2034 | 2035 | 2036 | 2037 | 2038 | 2039 | 2040 | 2041 | 2042 | 2043 | 2044 | 2045 | 2046 | 2047 | 2048 | 2049 | 2050 | 2051 | 2052 | 2053 | 2054 | 2055 | 2056 | 2057 | 2058 | 2059 | 2060 | 2061 | 2062 | 2063 | 2064 | 2065 | 2066 | 2067 | 2068 | 2069 | 2070 | 2071 | 2072 | 2073 | 2074 | 2075 | 2076 | 2077 | 2078 | 2079 | 2080 | 2081 | 2082 | 2083 | 2084 | 2085 | 2086 | 2087 | 2088 | 2089 | 2090 | 2091 | 2092 | 2093 | 2094 | 2095 | 2096 | 2097 | 2098 | 2099 | 2100 | 2101 | 2102 | 2103 | 2104 | 2105 | 2106 | 2107 | 2108 | 2109 | 2110 | 2111 | 2112 | 2113 | 2114 | 2115 | 2116 | 2117 | 2118 | 2119 | 2120 | 2121 | 2122 | 2123 | 2124 | 2125 | 2126 | 2127
|  |  | Book depreciation | [9 empty] | 71035.8584 | 71035.8584 | 71035.8584 | 71035.8584 | 71035.8584 | 71035.8584 | 71035.8584 | 71035.8584 | 71035.8584 | 71035.8584 | 71035.8584 | 71035.8584 | 71035.8584 | 71035.8584 | 71035.8584 | 71035.8584 | 71035.8584 | 71035.8584 | 71035.8584 | 71035.8584 | 71035.8584 | 71035.8584 | 71035.8584 | 71035.8584 | 71035.8584 | 71035.8584 | 71035.8584 | 71035.8584 | 71035.8584 | 71035.8584 | 71035.8584 | 71035.8584 | 71035.8584 | 71035.8584 | 71035.8584 | 71035.8584 | 71035.8584 | 71035.8584 | 71035.8584 | 71035.8584 | 71035.8584 | 71035.8584 | 71035.8584 | 71035.8584 | 71035.8584 | 71035.8584 | 71035.8584 | 71035.8584 | 71035.8584 | 71035.8584 | 0 | 0 | 0 | 0 | 0 | 0 | 0 | 0 | 0 | 0 | 0 | 0 | 0 | 0 | 0 | 0 | 0 | 0 | 0 | 0 | 0 | 0 | 0 | 0 | 0 | 0 | 0 | 0 | 0 | 0 | 0 | 0 | 0 | 0 | 0 | 0 | 0 | 0 | 0 | 0 | 0 | 0
|  |  | Plant in Service | [8 empty] | 3551792.9187 | 3551792.9187 | 3551792.9187 | 3551792.9187 | 3551792.9187 | 3551792.9187 | 3551792.9187 | 3551792.9187 | 3551792.9187 | 3551792.9187 | 3551792.9187 | 3551792.9187 | 3551792.9187 | 3551792.9187 | 3551792.9187 | 3551792.9187 | 3551792.9187 | 3551792.9187 | 3551792.9187 | 3551792.9187 | 3551792.9187 | 3551792.9187 | 3551792.9187 | 3551792.9187 | 3551792.9187 | 3551792.9187 | 3551792.9187 | 3551792.9187 | 3551792.9187 | 3551792.9187 | 3551792.9187 | 3551792.9187 | 3551792.9187 | 3551792.9187 | 3551792.9187 | 3551792.9187 | 3551792.9187 | 3551792.9187 | 3551792.9187 | 3551792.9187 | 3551792.9187 | 3551792.9187 | 3551792.9187 | 3551792.9187 | 3551792.9187 | 3551792.9187 | 3551792.9187 | 3551792.9187 | 3551792.9187 | 3551792.9187 | 3551792.9187 | 0 | 0 | 0 | 0 | 0 | 0 | 0 | 0 | 0 | 0 | 0 | 0 | 0 | 0 | 0 | 0 | 0 | 0 | 0 | 0 | 0 | 0 | 0 | 0 | 0 | 0 | 0 | 0 | 0 | 0 | 0 | 0 | 0 | 0 | 0 | 0 | 0 | 0 | 0 | 0 | 0 | 0
|  |  | Accumulated Depreciation | [9 empty] | -71035.8584 | -142071.7167 | -213107.5751 | -284143.4335 | -355179.2919 | -426215.1502 | -497251.0086 | -568286.867 | -639322.7254 | -710358.5837 | -781394.4421 | -852430.3005 | -923466.1589 | -994502.0172 | -1065537.8756 | -1136573.734 | -1207609.5924 | -1278645.4507 | -1349681.3091 | -1420717.1675 | -1491753.0259 | -1562788.8842 | -1633824.7426 | -1704860.601 | -1775896.4594 | -1846932.3177 | -1917968.1761 | -1989004.0345 | -2060039.8929 | -2131075.7512 | -2202111.6096 | -2273147.468 | -2344183.3264 | -2415219.1847 | -2486255.0431 | -2557290.9015 | -2628326.7599 | -2699362.6182 | -2770398.4766 | -2841434.335 | -2912470.1934 | -2983506.0517 | -3054541.9101 | -3125577.7685 | -3196613.6269 | -3267649.4852 | -3338685.3436 | -3409721.202 | -3480757.0604 | -3551792.9187 | 0 | 0 | 0 | 0 | 0 | 0 | 0 | 0 | 0 | 0 | 0 | 0 | 0 | 0 | 0 | 0 | 0 | 0 | 0 | 0 | 0 | 0 | 0 | 0 | 0 | 0 | 0 | 0 | 0 | 0 | 0 | 0 | 0 | 0 | 0 | 0 | 0 | 0 | 0 | 0 | 0 | 0
|  |  | Net Plant (b.o.y.) | [9 empty] | 3551792.9187 | 3480757.0604 | 3409721.202 | 3338685.3436 | 3267649.4852 | 3196613.6269 | 3125577.7685 | 3054541.9101 | 2983506.0517 | 2912470.1934 | 2841434.335 | 2770398.4766 | 2699362.6182 | 2628326.7599 | 2557290.9015 | 2486255.0431 | 2415219.1847 | 2344183.3264 | 2273147.468 | 2202111.6096 | 2131075.7512 | 2060039.8929 | 1989004.0345 | 1917968.1761 | 1846932.3177 | 1775896.4594 | 1704860.601 | 1633824.7426 | 1562788.8842 | 1491753.0259 | 1420717.1675 | 1349681.3091 | 1278645.4507 | 1207609.5924 | 1136573.734 | 1065537.8756 | 994502.0172 | 923466.1589 | 852430.3005 | 781394.4421 | 710358.5837 | 639322.7254 | 568286.867 | 497251.0086 | 426215.1502 | 355179.2919 | 284143.4335 | 213107.5751 | 142071.7167 | 71035.8584 | 0 | 0 | 0 | 0 | 0 | 0 | 0 | 0 | 0 | 0 | 0 | 0 | 0 | 0 | 0 | 0 | 0 | 0 | 0 | 0 | 0 | 0 | 0 | 0 | 0 | 0 | 0 | 0 | 0 | 0 | 0 | 0 | 0 | 0 | 0 | 0 | 0 | 0 | 0 | 0 | 0 | 0
|  |  | Net Plant (e.o.y.) | [8 empty] | 3551792.9187 | 3480757.0604 | 3409721.202 | 3338685.3436 | 3267649.4852 | 3196613.6269 | 3125577.7685 | 3054541.9101 | 2983506.0517 | 2912470.1934 | 2841434.335 | 2770398.4766 | 2699362.6182 | 2628326.7599 | 2557290.9015 | 2486255.0431 | 2415219.1847 | 2344183.3264 | 2273147.468 | 2202111.6096 | 2131075.7512 | 2060039.8929 | 1989004.0345 | 1917968.1761 | 1846932.3177 | 1775896.4594 | 1704860.601 | 1633824.7426 | 1562788.8842 | 1491753.0259 | 1420717.1675 | 1349681.3091 | 1278645.4507 | 1207609.5924 | 1136573.734 | 1065537.8756 | 994502.0172 | 923466.1589 | 852430.3005 | 781394.4421 | 710358.5837 | 639322.7254 | 568286.867 | 497251.0086 | 426215.1502 | 355179.2919 | 284143.4335 | 213107.5751 | 142071.7167 | 71035.8584 | 0 | 0 | 0 | 0 | 0 | 0 | 0 | 0 | 0 | 0 | 0 | 0 | 0 | 0 | 0 | 0 | 0 | 0 | 0 | 0 | 0 | 0 | 0 | 0 | 0 | 0 | 0 | 0 | 0 | 0 | 0 | 0 | 0 | 0 | 0 | 0 | 0 | 0 | 0 | 0 | 0 | 0 | 0
|  |  | MACRS depreciation | [9 empty] | 133192.2345 | 256403.9308 | 237153.2132 | 219394.2486 | 202913.9294 | 187712.2558 | 173611.6379 | 160612.0758 | 158481 | 158445.4821 | 158481 | 158445.4821 | 158481 | 158445.4821 | 158481 | 158445.4821 | 158481 | 158445.4821 | 158481 | 158445.4821 | 79240.5 | 0 | 0 | 0 | 0 | 0 | 0 | 0 | 0 | 0 | 0 | 0 | 0 | 0 | 0 | 0 | 0 | 0 | 0 | 0 | 0 | 0 | 0 | 0 | 0 | 0 | 0 | 0 | 0 | 0 | 0 | 0 | 0 | 0 | 0 | 0 | 0 | 0 | 0 | 0 | 0 | 0 | 0 | 0 | 0 | 0 | 0 | 0 | 0 | 0 | 0 | 0 | 0 | 0 | 0 | 0 | 0 | 0 | 0 | 0 | 0 | 0 | 0 | 0 | 0 | 0 | 0 | 0 | 0 | 0 | 0 | 0
|  |  | ADIT (b.o.y.) | [9 empty] | 0 | -17226.6396 | -68601.4009 | -114640.8258 | -155758.3536 | -192308.361 | -224645.2246 | -253074.1019 | -277900.1505 | -302135.5715 | -326361.1487 | -350596.5697 | -374822.147 | -399057.568 | -423283.1452 | -447518.5662 | -471744.1434 | -495979.5644 | -520205.1416 | -544440.5627 | -568666.1399 | -570940.0563 | -551252.4682 | -531564.88 | -511877.2919 | -492189.7037 | -472502.1156 | -452814.5274 | -433126.9393 | -413439.3511 | -393751.763 | -374064.1748 | -354376.5867 | -334688.9985 | -315001.4104 | -295313.8222 | -275626.2341 | -255938.6459 | -236251.0578 | -216563.4696 | -196875.8815 | -177188.2933 | -157500.7052 | -137813.117 | -118125.5289 | -98437.9407 | -78750.3526 | -59062.7644 | -39375.1763 | -19687.5881 | 0 | 0 | 0 | 0 | 0 | 0 | 0 | 0 | 0 | 0 | 0 | 0 | 0 | 0 | 0 | 0 | 0 | 0 | 0 | 0 | 0 | 0 | 0 | 0 | 0 | 0 | 0 | 0 | 0 | 0 | 0 | 0 | 0 | 0 | 0 | 0 | 0 | 0 | 0 | 0 | 0 | 0
|  |  | ADIT (e.o.y.) | [9 empty] | -17226.6396 | -68601.4009 | -114640.8258 | -155758.3536 | -192308.361 | -224645.2246 | -253074.1019 | -277900.1505 | -302135.5715 | -326361.1487 | -350596.5697 | -374822.147 | -399057.568 | -423283.1452 | -447518.5662 | -471744.1434 | -495979.5644 | -520205.1416 | -544440.5627 | -568666.1399 | -570940.0563 | -551252.4682 | -531564.88 | -511877.2919 | -492189.7037 | -472502.1156 | -452814.5274 | -433126.9393 | -413439.3511 | -393751.763 | -374064.1748 | -354376.5867 | -334688.9985 | -315001.4104 | -295313.8222 | -275626.2341 | -255938.6459 | -236251.0578 | -216563.4696 | -196875.8815 | -177188.2933 | -157500.7052 | -137813.117 | -118125.5289 | -98437.9407 | -78750.3526 | -59062.7644 | -39375.1763 | -19687.5881 | 0 | 0 | 0 | 0 | 0 | 0 | 0 | 0 | 0 | 0 | 0 | 0 | 0 | 0 | 0 | 0 | 0 | 0 | 0 | 0 | 0 | 0 | 0 | 0 | 0 | 0 | 0 | 0 | 0 | 0 | 0 | 0 | 0 | 0 | 0 | 0 | 0 | 0 | 0 | 0 | 0 | 0 | 0
|  |  | Net Rate Base | [9 empty] | 3507661.6697 | 3402325.1109 | 3282582.1594 | 3167967.8247 | 3058098.1987 | 2952618.9049 | 2851200.1761 | 2753536.8547 | 2657970.2615 | 2562703.904 | 2467437.5466 | 2372171.1891 | 2276904.8316 | 2181638.4741 | 2086372.1166 | 1991105.7591 | 1895839.4016 | 1800573.0441 | 1705306.6866 | 1610040.3292 | 1525754.724 | 1463425.7014 | 1412077.4312 | 1360729.161 | 1309380.8908 | 1258032.6205 | 1206684.3503 | 1155336.0801 | 1103987.8099 | 1052639.5396 | 1001291.2694 | 949942.9992 | 898594.729 | 847246.4587 | 795898.1885 | 744549.9183 | 693201.6481 | 641853.3778 | 590505.1076 | 539156.8374 | 487808.5671 | 436460.2969 | 385112.0267 | 333763.7565 | 282415.4862 | 231067.216 | 179718.9458 | 128370.6756 | 77022.4053 | 25674.1351 | 0 | 0 | 0 | 0 | 0 | 0 | 0 | 0 | 0 | 0 | 0 | 0 | 0 | 0 | 0 | 0 | 0 | 0 | 0 | 0 | 0 | 0 | 0 | 0 | 0 | 0 | 0 | 0 | 0 | 0 | 0 | 0 | 0 | 0 | 0 | 0 | 0 | 0 | 0 | 0 | 0 | 0
|  |  | Pre-Tax return on rate base | [9 empty] | 313234.1871 | 303827.6324 | 293134.5868 | 282899.5267 | 273088.1691 | 263668.8682 | 254612.1757 | 245890.8411 | 237356.7444 | 228849.4586 | 220342.1729 | 211834.8872 | 203327.6015 | 194820.3157 | 186313.03 | 177805.7443 | 169298.4586 | 160791.1728 | 152283.8871 | 143776.6014 | 136249.8968 | 130683.9151 | 126098.5146 | 121513.1141 | 116927.7135 | 112342.313 | 107756.9125 | 103171.512 | 98586.1114 | 94000.7109 | 89415.3104 | 84829.9098 | 80244.5093 | 75659.1088 | 71073.7082 | 66488.3077 | 61902.9072 | 57317.5066 | 52732.1061 | 48146.7056 | 43561.305 | 38975.9045 | 34390.504 | 29805.1035 | 25219.7029 | 20634.3024 | 16048.9019 | 11463.5013 | 6878.1008 | 2292.7003 | 0 | 0 | 0 | 0 | 0 | 0 | 0 | 0 | 0 | 0 | 0 | 0 | 0 | 0 | 0 | 0 | 0 | 0 | 0 | 0 | 0 | 0 | 0 | 0 | 0 | 0 | 0 | 0 | 0 | 0 | 0 | 0 | 0 | 0 | 0 | 0 | 0 | 0 | 0 | 0 | 0 | 0
|  | Investment year in service | [10 empty] | 0 | 1 | 2 | 3 | 4 | 5 | 6 | 7 | 8 | 9 | 10 | 11 | 12 | 13 | 14 | 15 | 16 | 17 | 18 | 19 | 20 | 21 | 22 | 23 | 24 | 25 | 26 | 27 | 28 | 29 | 30 | 31 | 32 | 33 | 34 | 35 | 36 | 37 | 38 | 39 | 40 | 41 | 42 | 43 | 44 | 45 | 46 | 47 | 48 | 49 | 50 | 51 | 52 | 53 | 54 | 55 | 56 | 57 | 58 | 59 | 60 | 61 | 62 | 63 | 64 | 65 | 66 | 67 | 68 | 69 | 70 | 71 | 72 | 73 | 74 | 75 | 76 | 77 | 78 | 79 | 80 | 81 | 82 | 83 | 84 | 85 | 86 | 87 | 88 | 89 | 90 | 91
|  | 2036 | CAPEX Cost element | 2027 | 2028 | 2029 | 2030 | 2031 | 2032 | 2033 | 2034 | 2035 | 2036 | 2037 | 2038 | 2039 | 2040 | 2041 | 2042 | 2043 | 2044 | 2045 | 2046 | 2047 | 2048 | 2049 | 2050 | 2051 | 2052 | 2053 | 2054 | 2055 | 2056 | 2057 | 2058 | 2059 | 2060 | 2061 | 2062 | 2063 | 2064 | 2065 | 2066 | 2067 | 2068 | 2069 | 2070 | 2071 | 2072 | 2073 | 2074 | 2075 | 2076 | 2077 | 2078 | 2079 | 2080 | 2081 | 2082 | 2083 | 2084 | 2085 | 2086 | 2087 | 2088 | 2089 | 2090 | 2091 | 2092 | 2093 | 2094 | 2095 | 2096 | 2097 | 2098 | 2099 | 2100 | 2101 | 2102 | 2103 | 2104 | 2105 | 2106 | 2107 | 2108 | 2109 | 2110 | 2111 | 2112 | 2113 | 2114 | 2115 | 2116 | 2117 | 2118 | 2119 | 2120 | 2121 | 2122 | 2123 | 2124 | 2125 | 2126 | 2127
|  |  | Book depreciation | [10 empty] | 72598.6473 | 72598.6473 | 72598.6473 | 72598.6473 | 72598.6473 | 72598.6473 | 72598.6473 | 72598.6473 | 72598.6473 | 72598.6473 | 72598.6473 | 72598.6473 | 72598.6473 | 72598.6473 | 72598.6473 | 72598.6473 | 72598.6473 | 72598.6473 | 72598.6473 | 72598.6473 | 72598.6473 | 72598.6473 | 72598.6473 | 72598.6473 | 72598.6473 | 72598.6473 | 72598.6473 | 72598.6473 | 72598.6473 | 72598.6473 | 72598.6473 | 72598.6473 | 72598.6473 | 72598.6473 | 72598.6473 | 72598.6473 | 72598.6473 | 72598.6473 | 72598.6473 | 72598.6473 | 72598.6473 | 72598.6473 | 72598.6473 | 72598.6473 | 72598.6473 | 72598.6473 | 72598.6473 | 72598.6473 | 72598.6473 | 72598.6473 | 0 | 0 | 0 | 0 | 0 | 0 | 0 | 0 | 0 | 0 | 0 | 0 | 0 | 0 | 0 | 0 | 0 | 0 | 0 | 0 | 0 | 0 | 0 | 0 | 0 | 0 | 0 | 0 | 0 | 0 | 0 | 0 | 0 | 0 | 0 | 0 | 0 | 0 | 0 | 0 | 0
|  |  | Plant in Service | [9 empty] | 3629932.3629 | 3629932.3629 | 3629932.3629 | 3629932.3629 | 3629932.3629 | 3629932.3629 | 3629932.3629 | 3629932.3629 | 3629932.3629 | 3629932.3629 | 3629932.3629 | 3629932.3629 | 3629932.3629 | 3629932.3629 | 3629932.3629 | 3629932.3629 | 3629932.3629 | 3629932.3629 | 3629932.3629 | 3629932.3629 | 3629932.3629 | 3629932.3629 | 3629932.3629 | 3629932.3629 | 3629932.3629 | 3629932.3629 | 3629932.3629 | 3629932.3629 | 3629932.3629 | 3629932.3629 | 3629932.3629 | 3629932.3629 | 3629932.3629 | 3629932.3629 | 3629932.3629 | 3629932.3629 | 3629932.3629 | 3629932.3629 | 3629932.3629 | 3629932.3629 | 3629932.3629 | 3629932.3629 | 3629932.3629 | 3629932.3629 | 3629932.3629 | 3629932.3629 | 3629932.3629 | 3629932.3629 | 3629932.3629 | 3629932.3629 | 3629932.3629 | 0 | 0 | 0 | 0 | 0 | 0 | 0 | 0 | 0 | 0 | 0 | 0 | 0 | 0 | 0 | 0 | 0 | 0 | 0 | 0 | 0 | 0 | 0 | 0 | 0 | 0 | 0 | 0 | 0 | 0 | 0 | 0 | 0 | 0 | 0 | 0 | 0 | 0 | 0 | 0 | 0
|  |  | Accumulated Depreciation | [10 empty] | -72598.6473 | -145197.2945 | -217795.9418 | -290394.589 | -362993.2363 | -435591.8836 | -508190.5308 | -580789.1781 | -653387.8253 | -725986.4726 | -798585.1198 | -871183.7671 | -943782.4144 | -1016381.0616 | -1088979.7089 | -1161578.3561 | -1234177.0034 | -1306775.6507 | -1379374.2979 | -1451972.9452 | -1524571.5924 | -1597170.2397 | -1669768.887 | -1742367.5342 | -1814966.1815 | -1887564.8287 | -1960163.476 | -2032762.1232 | -2105360.7705 | -2177959.4178 | -2250558.065 | -2323156.7123 | -2395755.3595 | -2468354.0068 | -2540952.6541 | -2613551.3013 | -2686149.9486 | -2758748.5958 | -2831347.2431 | -2903945.8904 | -2976544.5376 | -3049143.1849 | -3121741.8321 | -3194340.4794 | -3266939.1266 | -3339537.7739 | -3412136.4212 | -3484735.0684 | -3557333.7157 | -3629932.3629 | 0 | 0 | 0 | 0 | 0 | 0 | 0 | 0 | 0 | 0 | 0 | 0 | 0 | 0 | 0 | 0 | 0 | 0 | 0 | 0 | 0 | 0 | 0 | 0 | 0 | 0 | 0 | 0 | 0 | 0 | 0 | 0 | 0 | 0 | 0 | 0 | 0 | 0 | 0 | 0 | 0
|  |  | Net Plant (b.o.y.) | [10 empty] | 3629932.3629 | 3557333.7157 | 3484735.0684 | 3412136.4212 | 3339537.7739 | 3266939.1266 | 3194340.4794 | 3121741.8321 | 3049143.1849 | 2976544.5376 | 2903945.8904 | 2831347.2431 | 2758748.5958 | 2686149.9486 | 2613551.3013 | 2540952.6541 | 2468354.0068 | 2395755.3595 | 2323156.7123 | 2250558.065 | 2177959.4178 | 2105360.7705 | 2032762.1232 | 1960163.476 | 1887564.8287 | 1814966.1815 | 1742367.5342 | 1669768.887 | 1597170.2397 | 1524571.5924 | 1451972.9452 | 1379374.2979 | 1306775.6507 | 1234177.0034 | 1161578.3561 | 1088979.7089 | 1016381.0616 | 943782.4144 | 871183.7671 | 798585.1198 | 725986.4726 | 653387.8253 | 580789.1781 | 508190.5308 | 435591.8836 | 362993.2363 | 290394.589 | 217795.9418 | 145197.2945 | 72598.6473 | 0 | 0 | 0 | 0 | 0 | 0 | 0 | 0 | 0 | 0 | 0 | 0 | 0 | 0 | 0 | 0 | 0 | 0 | 0 | 0 | 0 | 0 | 0 | 0 | 0 | 0 | 0 | 0 | 0 | 0 | 0 | 0 | 0 | 0 | 0 | 0 | 0 | 0 | 0 | 0 | 0
|  |  | Net Plant (e.o.y.) | [9 empty] | 3629932.3629 | 3557333.7157 | 3484735.0684 | 3412136.4212 | 3339537.7739 | 3266939.1266 | 3194340.4794 | 3121741.8321 | 3049143.1849 | 2976544.5376 | 2903945.8904 | 2831347.2431 | 2758748.5958 | 2686149.9486 | 2613551.3013 | 2540952.6541 | 2468354.0068 | 2395755.3595 | 2323156.7123 | 2250558.065 | 2177959.4178 | 2105360.7705 | 2032762.1232 | 1960163.476 | 1887564.8287 | 1814966.1815 | 1742367.5342 | 1669768.887 | 1597170.2397 | 1524571.5924 | 1451972.9452 | 1379374.2979 | 1306775.6507 | 1234177.0034 | 1161578.3561 | 1088979.7089 | 1016381.0616 | 943782.4144 | 871183.7671 | 798585.1198 | 725986.4726 | 653387.8253 | 580789.1781 | 508190.5308 | 435591.8836 | 362993.2363 | 290394.589 | 217795.9418 | 145197.2945 | 72598.6473 | 0 | 0 | 0 | 0 | 0 | 0 | 0 | 0 | 0 | 0 | 0 | 0 | 0 | 0 | 0 | 0 | 0 | 0 | 0 | 0 | 0 | 0 | 0 | 0 | 0 | 0 | 0 | 0 | 0 | 0 | 0 | 0 | 0 | 0 | 0 | 0 | 0 | 0 | 0 | 0 | 0 | 0
|  |  | MACRS depreciation | [10 empty] | 136122.4636 | 262044.8173 | 242370.5839 | 224220.9221 | 207378.0359 | 191841.9254 | 177431.0939 | 164145.5415 | 161967.582 | 161931.2827 | 161967.582 | 161931.2827 | 161967.582 | 161931.2827 | 161967.582 | 161931.2827 | 161967.582 | 161931.2827 | 161967.582 | 161931.2827 | 80983.791 | 0 | 0 | 0 | 0 | 0 | 0 | 0 | 0 | 0 | 0 | 0 | 0 | 0 | 0 | 0 | 0 | 0 | 0 | 0 | 0 | 0 | 0 | 0 | 0 | 0 | 0 | 0 | 0 | 0 | 0 | 0 | 0 | 0 | 0 | 0 | 0 | 0 | 0 | 0 | 0 | 0 | 0 | 0 | 0 | 0 | 0 | 0 | 0 | 0 | 0 | 0 | 0 | 0 | 0 | 0 | 0 | 0 | 0 | 0 | 0 | 0 | 0 | 0 | 0 | 0 | 0 | 0 | 0 | 0 | 0
|  |  | ADIT (b.o.y.) | [10 empty] | 0 | -17605.6257 | -70110.6317 | -117162.924 | -159185.0374 | -196539.145 | -229587.4195 | -258641.7321 | -284013.9538 | -308782.5541 | -333541.094 | -358309.6943 | -383068.2342 | -407836.8345 | -432595.3744 | -457363.9747 | -482122.5146 | -506891.1148 | -531649.6548 | -556418.255 | -581176.795 | -583500.7375 | -563380.0225 | -543259.3074 | -523138.5923 | -503017.8772 | -482897.1621 | -462776.447 | -442655.7319 | -422535.0168 | -402414.3018 | -382293.5867 | -362172.8716 | -342052.1565 | -321931.4414 | -301810.7263 | -281690.0112 | -261569.2961 | -241448.5811 | -221327.866 | -201207.1509 | -181086.4358 | -160965.7207 | -140845.0056 | -120724.2905 | -100603.5754 | -80482.8604 | -60362.1453 | -40241.4302 | -20120.7151 | -1.3824e-10 | -1.3824e-10 | -1.3824e-10 | -1.3824e-10 | -1.3824e-10 | -1.3824e-10 | -1.3824e-10 | -1.3824e-10 | -1.3824e-10 | -1.3824e-10 | -1.3824e-10 | -1.3824e-10 | -1.3824e-10 | -1.3824e-10 | -1.3824e-10 | -1.3824e-10 | -1.3824e-10 | -1.3824e-10 | -1.3824e-10 | -1.3824e-10 | -1.3824e-10 | -1.3824e-10 | -1.3824e-10 | -1.3824e-10 | -1.3824e-10 | -1.3824e-10 | -1.3824e-10 | -1.3824e-10 | -1.3824e-10 | -1.3824e-10 | -1.3824e-10 | -1.3824e-10 | -1.3824e-10 | -1.3824e-10 | -1.3824e-10 | -1.3824e-10 | -1.3824e-10 | -1.3824e-10 | -1.3824e-10 | -1.3824e-10 | -1.3824e-10
|  |  | ADIT (e.o.y.) | [10 empty] | -17605.6257 | -70110.6317 | -117162.924 | -159185.0374 | -196539.145 | -229587.4195 | -258641.7321 | -284013.9538 | -308782.5541 | -333541.094 | -358309.6943 | -383068.2342 | -407836.8345 | -432595.3744 | -457363.9747 | -482122.5146 | -506891.1148 | -531649.6548 | -556418.255 | -581176.795 | -583500.7375 | -563380.0225 | -543259.3074 | -523138.5923 | -503017.8772 | -482897.1621 | -462776.447 | -442655.7319 | -422535.0168 | -402414.3018 | -382293.5867 | -362172.8716 | -342052.1565 | -321931.4414 | -301810.7263 | -281690.0112 | -261569.2961 | -241448.5811 | -221327.866 | -201207.1509 | -181086.4358 | -160965.7207 | -140845.0056 | -120724.2905 | -100603.5754 | -80482.8604 | -60362.1453 | -40241.4302 | -20120.7151 | -1.3824e-10 | -1.3824e-10 | -1.3824e-10 | -1.3824e-10 | -1.3824e-10 | -1.3824e-10 | -1.3824e-10 | -1.3824e-10 | -1.3824e-10 | -1.3824e-10 | -1.3824e-10 | -1.3824e-10 | -1.3824e-10 | -1.3824e-10 | -1.3824e-10 | -1.3824e-10 | -1.3824e-10 | -1.3824e-10 | -1.3824e-10 | -1.3824e-10 | -1.3824e-10 | -1.3824e-10 | -1.3824e-10 | -1.3824e-10 | -1.3824e-10 | -1.3824e-10 | -1.3824e-10 | -1.3824e-10 | -1.3824e-10 | -1.3824e-10 | -1.3824e-10 | -1.3824e-10 | -1.3824e-10 | -1.3824e-10 | -1.3824e-10 | -1.3824e-10 | -1.3824e-10 | -1.3824e-10 | -1.3824e-10 | -1.3824e-10 | -1.3824e-10 | -1.3824e-10
|  |  | Net Rate Base | [10 empty] | 3584830.2265 | 3477176.2633 | 3354798.967 | 3237663.1168 | 3125376.3591 | 3017576.5208 | 2913926.58 | 2814114.6655 | 2716445.6073 | 2619083.3899 | 2521721.1726 | 2424358.9552 | 2326996.7379 | 2229634.5205 | 2132272.3032 | 2034910.0858 | 1937547.8685 | 1840185.6511 | 1742823.4338 | 1645461.2164 | 1559321.3279 | 1495621.0669 | 1443143.1347 | 1390665.2025 | 1338187.2704 | 1285709.3382 | 1233231.406 | 1180753.4738 | 1128275.5417 | 1075797.6095 | 1023319.6773 | 970841.7452 | 918363.813 | 865885.8808 | 813407.9487 | 760930.0165 | 708452.0843 | 655974.1521 | 603496.22 | 551018.2878 | 498540.3556 | 446062.4235 | 393584.4913 | 341106.5591 | 288628.6269 | 236150.6948 | 183672.7626 | 131194.8304 | 78716.8983 | 26238.9661 | -1.3824e-10 | -1.3824e-10 | -1.3824e-10 | -1.3824e-10 | -1.3824e-10 | -1.3824e-10 | -1.3824e-10 | -1.3824e-10 | -1.3824e-10 | -1.3824e-10 | -1.3824e-10 | -1.3824e-10 | -1.3824e-10 | -1.3824e-10 | -1.3824e-10 | -1.3824e-10 | -1.3824e-10 | -1.3824e-10 | -1.3824e-10 | -1.3824e-10 | -1.3824e-10 | -1.3824e-10 | -1.3824e-10 | -1.3824e-10 | -1.3824e-10 | -1.3824e-10 | -1.3824e-10 | -1.3824e-10 | -1.3824e-10 | -1.3824e-10 | -1.3824e-10 | -1.3824e-10 | -1.3824e-10 | -1.3824e-10 | -1.3824e-10 | -1.3824e-10 | -1.3824e-10 | -1.3824e-10 | -1.3824e-10 | -1.3824e-10 | -1.3824e-10
|  |  | Pre-Tax return on rate base | [10 empty] | 320125.3392 | 310511.8403 | 299583.5477 | 289123.3163 | 279096.1089 | 269469.5833 | 260213.6436 | 251300.4396 | 242578.5927 | 233884.1467 | 225189.7007 | 216495.2547 | 207800.8087 | 199106.3627 | 190411.9167 | 181717.4707 | 173023.0247 | 164328.5786 | 155634.1326 | 146939.6866 | 139247.3946 | 133558.9613 | 128872.6819 | 124186.4026 | 119500.1232 | 114813.8439 | 110127.5646 | 105441.2852 | 100755.0059 | 96068.7265 | 91382.4472 | 86696.1678 | 82009.8885 | 77323.6092 | 72637.3298 | 67951.0505 | 63264.7711 | 58578.4918 | 53892.2124 | 49205.9331 | 44519.6538 | 39833.3744 | 35147.0951 | 30460.8157 | 25774.5364 | 21088.257 | 16401.9777 | 11715.6984 | 7029.419 | 2343.1397 | -1.2345e-11 | -1.2345e-11 | -1.2345e-11 | -1.2345e-11 | -1.2345e-11 | -1.2345e-11 | -1.2345e-11 | -1.2345e-11 | -1.2345e-11 | -1.2345e-11 | -1.2345e-11 | -1.2345e-11 | -1.2345e-11 | -1.2345e-11 | -1.2345e-11 | -1.2345e-11 | -1.2345e-11 | -1.2345e-11 | -1.2345e-11 | -1.2345e-11 | -1.2345e-11 | -1.2345e-11 | -1.2345e-11 | -1.2345e-11 | -1.2345e-11 | -1.2345e-11 | -1.2345e-11 | -1.2345e-11 | -1.2345e-11 | -1.2345e-11 | -1.2345e-11 | -1.2345e-11 | -1.2345e-11 | -1.2345e-11 | -1.2345e-11 | -1.2345e-11 | -1.2345e-11 | -1.2345e-11 | -1.2345e-11 | -1.2345e-11 | -1.2345e-11
|  |  | Total CAPEX cost rollup |  | 1 | 2 | 3 | 4 | 5 | 6 | 7 | 8 | 9 | 10 | 11 | 12 | 13 | 14 | 15 | 16 | 17 | 18 | 19 | 20 | 21 | 22 | 23 | 24 | 25 | 26 | 27 | 28 | 29 | 30 | 31 | 32 | 33 | 34 | 35 | 36 | 37 | 38 | 39 | 40 | 41 | 42 | 43 | 44 | 45 | 46 | 47 | 48 | 49 | 50 | 51 | 52 | 53 | 54 | 55 | 56 | 57 | 58 | 59 | 60 | 61 | 62 | 63 | 64 | 65 | 66 | 67 | 68 | 69 | 70 | 71 | 72 | 73 | 74 | 75 | 76 | 77 | 78 | 79 | 80 | 81 | 82 | 83 | 84 | 85 | 86 | 87 | 88 | 89 | 90 | 91 | 92 | 93 | 94 | 95 | 96 | 97 | 98 | 99 | 100
|  |  | CAPEX Cost element | 2027 | 2028 | 2029 | 2030 | 2031 | 2032 | 2033 | 2034 | 2035 | 2036 | 2037 | 2038 | 2039 | 2040 | 2041 | 2042 | 2043 | 2044 | 2045 | 2046 | 2047 | 2048 | 2049 | 2050 | 2051 | 2052 | 2053 | 2054 | 2055 | 2056 | 2057 | 2058 | 2059 | 2060 | 2061 | 2062 | 2063 | 2064 | 2065 | 2066 | 2067 | 2068 | 2069 | 2070 | 2071 | 2072 | 2073 | 2074 | 2075 | 2076 | 2077 | 2078 | 2079 | 2080 | 2081 | 2082 | 2083 | 2084 | 2085 | 2086 | 2087 | 2088 | 2089 | 2090 | 2091 | 2092 | 2093 | 2094 | 2095 | 2096 | 2097 | 2098 | 2099 | 2100 | 2101 | 2102 | 2103 | 2104 | 2105 | 2106 | 2107 | 2108 | 2109 | 2110 | 2111 | 2112 | 2113 | 2114 | 2115 | 2116 | 2117 | 2118 | 2119 | 2120 | 2121 | 2122 | 2123 | 2124 | 2125 | 2126 | 2127
|  |  | Book depreciation | 0 | 59685.724 | 120684.5339 | 183025.3177 | 246737.5987 | 311851.5498 | 378398.0079 | 446408.4881 | 515915.1988 | 586951.0572 | 659549.7045 | 659549.7045 | 659549.7045 | 659549.7045 | 659549.7045 | 659549.7045 | 659549.7045 | 659549.7045 | 659549.7045 | 659549.7045 | 659549.7045 | 659549.7045 | 659549.7045 | 659549.7045 | 659549.7045 | 659549.7045 | 659549.7045 | 659549.7045 | 659549.7045 | 659549.7045 | 659549.7045 | 659549.7045 | 659549.7045 | 659549.7045 | 659549.7045 | 659549.7045 | 659549.7045 | 659549.7045 | 659549.7045 | 659549.7045 | 659549.7045 | 659549.7045 | 659549.7045 | 659549.7045 | 659549.7045 | 659549.7045 | 659549.7045 | 659549.7045 | 659549.7045 | 659549.7045 | 659549.7045 | 599863.9805 | 538865.1705 | 476524.3868 | 412812.1058 | 347698.1546 | 281151.6965 | 213141.2164 | 143634.5056 | 72598.6473 | 0 | 0 | 0 | 0 | 0 | 0 | 0 | 0 | 0 | 0 | 0 | 0 | 0 | 0 | 0 | 0 | 0 | 0 | 0 | 0 | 0 | 0 | 0 | 0 | 0 | 0 | 0 | 0 | 0 | 0 | 0 | 0 | 0 | 0 | 0 | 0 | 0 | 0 | 0 | 0 | 0
|  |  | Plant in Service | 2984286.2 | 2984286.2 | 6034226.6964 | 9151265.8837 | 12336879.9332 | 15592577.4917 | 18919900.3965 | 22320424.4052 | 25795759.9421 | 25795759.9421 | 32977485.2238 | 32977485.2238 | 32977485.2238 | 32977485.2238 | 32977485.2238 | 32977485.2238 | 32977485.2238 | 32977485.2238 | 32977485.2238 | 32977485.2238 | 32977485.2238 | 32977485.2238 | 32977485.2238 | 32977485.2238 | 32977485.2238 | 32977485.2238 | 32977485.2238 | 32977485.2238 | 32977485.2238 | 32977485.2238 | 32977485.2238 | 32977485.2238 | 32977485.2238 | 32977485.2238 | 32977485.2238 | 32977485.2238 | 32977485.2238 | 32977485.2238 | 32977485.2238 | 32977485.2238 | 32977485.2238 | 32977485.2238 | 32977485.2238 | 32977485.2238 | 32977485.2238 | 32977485.2238 | 32977485.2238 | 32977485.2238 | 32977485.2238 | 32977485.2238 | 32977485.2238 | 29993199.0238 | 26943258.5274 | 23826219.3401 | 20640605.2907 | 17384907.7321 | 14057584.8273 | 10657060.8186 | 7181725.2817 | 3629932.3629 | 0 | 0 | 0 | 0 | 0 | 0 | 0 | 0 | 0 | 0 | 0 | 0 | 0 | 0 | 0 | 0 | 0 | 0 | 0 | 0 | 0 | 0 | 0 | 0 | 0 | 0 | 0 | 0 | 0 | 0 | 0 | 0 | 0 | 0 | 0 | 0 | 0 | 0 | 0 | 0 | 0
|  |  | Accumulated Depreciation | 0 | -59685.724 | -180370.2579 | -363395.5756 | -610133.1743 | -921984.7241 | -1300382.732 | -1746791.2201 | -2262706.419 | -2849657.4762 | -3509207.1807 | -4168756.8851 | -4828306.5896 | -5487856.2941 | -6147405.9986 | -6806955.7031 | -7466505.4075 | -8126055.112 | -8785604.8165 | -9445154.521 | -10104704.2254 | -10764253.9299 | -11423803.6344 | -12083353.3389 | -12742903.0433 | -13402452.7478 | -14062002.4523 | -14721552.1568 | -15381101.8612 | -16040651.5657 | -16700201.2702 | -17359750.9747 | -18019300.6791 | -18678850.3836 | -19338400.0881 | -19997949.7926 | -20657499.4971 | -21317049.2015 | -21976598.906 | -22636148.6105 | -23295698.315 | -23955248.0194 | -24614797.7239 | -25274347.4284 | -25933897.1329 | -26593446.8373 | -27252996.5418 | -27912546.2463 | -28572095.9508 | -29231645.6552 | -29891195.3597 | -27506773.1402 | -24995697.8143 | -22355183.0138 | -19582381.0702 | -16674381.6663 | -13628210.458 | -10440827.6657 | -7109126.6344 | -3629932.3629 | 0 | 0 | 0 | 0 | 0 | 0 | 0 | 0 | 0 | 0 | 0 | 0 | 0 | 0 | 0 | 0 | 0 | 0 | 0 | 0 | 0 | 0 | 0 | 0 | 0 | 0 | 0 | 0 | 0 | 0 | 0 | 0 | 0 | 0 | 0 | 0 | 0 | 0 | 0 | 0 | 0
|  |  | Net Plant (b.o.y.) | 0 | 2984286.2 | 5974540.9724 | 8970895.6258 | 11973484.3576 | 14982444.3174 | 17997915.6724 | 21020041.6732 | 24048968.722 | 27084846.4419 | 30127827.7476 | 29468278.0431 | 28808728.3387 | 28149178.6342 | 27489628.9297 | 26830079.2252 | 26170529.5208 | 25510979.8163 | 24851430.1118 | 24191880.4073 | 23532330.7029 | 22872780.9984 | 22213231.2939 | 21553681.5894 | 20894131.885 | 20234582.1805 | 19575032.476 | 18915482.7715 | 18255933.067 | 17596383.3626 | 16936833.6581 | 16277283.9536 | 15617734.2491 | 14958184.5447 | 14298634.8402 | 13639085.1357 | 12979535.4312 | 12319985.7268 | 11660436.0223 | 11000886.3178 | 10341336.6133 | 9681786.9089 | 9022237.2044 | 8362687.4999 | 7703137.7954 | 7043588.0909 | 6384038.3865 | 5724488.682 | 5064938.9775 | 4405389.273 | 3745839.5686 | 3086289.8641 | 2486425.8836 | 1947560.7131 | 1471036.3263 | 1058224.2205 | 710526.0658 | 429374.3693 | 216233.1529 | 72598.6473 | 0 | 0 | 0 | 0 | 0 | 0 | 0 | 0 | 0 | 0 | 0 | 0 | 0 | 0 | 0 | 0 | 0 | 0 | 0 | 0 | 0 | 0 | 0 | 0 | 0 | 0 | 0 | 0 | 0 | 0 | 0 | 0 | 0 | 0 | 0 | 0 | 0 | 0 | 0 | 0 | 0
|  |  | Net Plant (e.o.y.) | 2984286.2 | 5974540.9724 | 8970895.6258 | 11973484.3576 | 14982444.3174 | 17997915.6724 | 21020041.6732 | 24048968.722 | 27084846.4419 | 30127827.7476 | 29468278.0431 | 28808728.3387 | 28149178.6342 | 27489628.9297 | 26830079.2252 | 26170529.5208 | 25510979.8163 | 24851430.1118 | 24191880.4073 | 23532330.7029 | 22872780.9984 | 22213231.2939 | 21553681.5894 | 20894131.885 | 20234582.1805 | 19575032.476 | 18915482.7715 | 18255933.067 | 17596383.3626 | 16936833.6581 | 16277283.9536 | 15617734.2491 | 14958184.5447 | 14298634.8402 | 13639085.1357 | 12979535.4312 | 12319985.7268 | 11660436.0223 | 11000886.3178 | 10341336.6133 | 9681786.9089 | 9022237.2044 | 8362687.4999 | 7703137.7954 | 7043588.0909 | 6384038.3865 | 5724488.682 | 5064938.9775 | 4405389.273 | 3745839.5686 | 3086289.8641 | 2486425.8836 | 1947560.7131 | 1471036.3263 | 1058224.2205 | 710526.0658 | 429374.3693 | 216233.1529 | 72598.6473 | 0 | 0 | 0 | 0 | 0 | 0 | 0 | 0 | 0 | 0 | 0 | 0 | 0 | 0 | 0 | 0 | 0 | 0 | 0 | 0 | 0 | 0 | 0 | 0 | 0 | 0 | 0 | 0 | 0 | 0 | 0 | 0 | 0 | 0 | 0 | 0 | 0 | 0 | 0 | 0 | 0 | 0
|  |  | MACRS depreciation | 0 | 111910.7325 | 329808.3894 | 536324.9635 | 732463.4713 | 919069.9383 | 1097009.0026 | 1267015.1101 | 1429838.8645 | 1594454.1698 | 1762661.1689 | 1795481.407 | 1700301.2021 | 1623163.9421 | 1562848.7738 | 1518449.9444 | 1488922.4028 | 1473502.968 | 1471292.2973 | 1471288.7092 | 1471292.2973 | 1404709.2841 | 1270119.1174 | 1132530.8692 | 991952.7774 | 848244.8696 | 701412.4858 | 551312.6917 | 397947.8 | 241171.7827 | 80983.791 | 0 | 0 | 0 | 0 | 0 | 0 | 0 | 0 | 0 | 0 | 0 | 0 | 0 | 0 | 0 | 0 | 0 | 0 | 0 | 0 | 0 | 0 | 0 | 0 | 0 | 0 | 0 | 0 | 0 | 0 | 0 | 0 | 0 | 0 | 0 | 0 | 0 | 0 | 0 | 0 | 0 | 0 | 0 | 0 | 0 | 0 | 0 | 0 | 0 | 0 | 0 | 0 | 0 | 0 | 0 | 0 | 0 | 0 | 0 | 0 | 0 | 0 | 0 | 0 | 0 | 0 | 0 | 0 | 0 | 0
|  |  | ADIT (b.o.y.) | 0 | 0 | -14474.1611 | -72432.8376 | -170349.8345 | -304968.7601 | -473259.3365 | -672422.3736 | -899853.4989 | -1153147.4429 | -1432376.9305 | -1738104.2728 | -2052927.7442 | -2341372.0218 | -2608437.7077 | -2858787.0448 | -3096831.2463 | -3326691.8896 | -3552279.0366 | -3777253.4962 | -4002226.9614 | -4227201.421 | -4433722.3985 | -4602941.7113 | -4734028.4411 | -4826153.9527 | -4878450.8178 | -4890053.0876 | -4860055.1995 | -4787552.2317 | -4671598.7907 | -4511249.2477 | -4328455.0471 | -4145660.8466 | -3962866.646 | -3780072.4454 | -3597278.2448 | -3414484.0442 | -3231689.8436 | -3048895.643 | -2866101.4424 | -2683307.2418 | -2500513.0412 | -2317718.8406 | -2134924.64 | -1952130.4394 | -1769336.2388 | -1586542.0382 | -1403747.8376 | -1220953.637 | -1038159.4364 | -855365.2358 | -689112.9336 | -539766.4516 | -407697.7178 | -293286.8427 | -196922.2991 | -119001.1064 | -59929.0183 | -20120.7151 | -1.1569e-09 | -1.1569e-09 | -1.1569e-09 | -1.1569e-09 | -1.1569e-09 | -1.1569e-09 | -1.1569e-09 | -1.1569e-09 | -1.1569e-09 | -1.1569e-09 | -1.1569e-09 | -1.1569e-09 | -1.1569e-09 | -1.1569e-09 | -1.1569e-09 | -1.1569e-09 | -1.1569e-09 | -1.1569e-09 | -1.1569e-09 | -1.1569e-09 | -1.1569e-09 | -1.1569e-09 | -1.1569e-09 | -1.1569e-09 | -1.1569e-09 | -1.1569e-09 | -1.1569e-09 | -1.1569e-09 | -1.1569e-09 | -1.1569e-09 | -1.1569e-09 | -1.1569e-09 | -1.1569e-09 | -1.1569e-09 | -1.1569e-09 | -1.1569e-09 | -1.1569e-09 | -1.1569e-09 | -1.1569e-09 | -1.1569e-09 | -1.1569e-09
|  |  | ADIT (e.o.y.) | 0 | -14474.1611 | -72432.8376 | -170349.8345 | -304968.7601 | -473259.3365 | -672422.3736 | -899853.4989 | -1153147.4429 | -1432376.9305 | -1738104.2728 | -2052927.7442 | -2341372.0218 | -2608437.7077 | -2858787.0448 | -3096831.2463 | -3326691.8896 | -3552279.0366 | -3777253.4962 | -4002226.9614 | -4227201.421 | -4433722.3985 | -4602941.7113 | -4734028.4411 | -4826153.9527 | -4878450.8178 | -4890053.0876 | -4860055.1995 | -4787552.2317 | -4671598.7907 | -4511249.2477 | -4328455.0471 | -4145660.8466 | -3962866.646 | -3780072.4454 | -3597278.2448 | -3414484.0442 | -3231689.8436 | -3048895.643 | -2866101.4424 | -2683307.2418 | -2500513.0412 | -2317718.8406 | -2134924.64 | -1952130.4394 | -1769336.2388 | -1586542.0382 | -1403747.8376 | -1220953.637 | -1038159.4364 | -855365.2358 | -689112.9336 | -539766.4516 | -407697.7178 | -293286.8427 | -196922.2991 | -119001.1064 | -59929.0183 | -20120.7151 | -1.1569e-09 | -1.1569e-09 | -1.1569e-09 | -1.1569e-09 | -1.1569e-09 | -1.1569e-09 | -1.1569e-09 | -1.1569e-09 | -1.1569e-09 | -1.1569e-09 | -1.1569e-09 | -1.1569e-09 | -1.1569e-09 | -1.1569e-09 | -1.1569e-09 | -1.1569e-09 | -1.1569e-09 | -1.1569e-09 | -1.1569e-09 | -1.1569e-09 | -1.1569e-09 | -1.1569e-09 | -1.1569e-09 | -1.1569e-09 | -1.1569e-09 | -1.1569e-09 | -1.1569e-09 | -1.1569e-09 | -1.1569e-09 | -1.1569e-09 | -1.1569e-09 | -1.1569e-09 | -1.1569e-09 | -1.1569e-09 | -1.1569e-09 | -1.1569e-09 | -1.1569e-09 | -1.1569e-09 | -1.1569e-09 | -1.1569e-09 | -1.1569e-09 | -1.1569e-09
|  |  | Net Rate Base | 0 | 2947206.2574 | 5870745.2061 | 8757991.6309 | 11612456.2609 | 14437404.4942 | 17235875.8134 | 20010699.4929 | 22764510.6517 | 25498608.7266 | 28212812.2937 | 27242987.1824 | 26281803.6034 | 25344498.9172 | 24426241.7012 | 23522495.2275 | 22628993.1006 | 21741719.5009 | 20856888.9932 | 19972365.3263 | 19087841.6594 | 18212544.2364 | 17365124.3868 | 16555421.661 | 15784265.8358 | 15052504.943 | 14361005.6711 | 13710653.7757 | 13102354.4992 | 12537032.9992 | 12015634.7867 | 11527656.9539 | 11050901.4501 | 10574145.9462 | 10097390.4423 | 9620634.9384 | 9143879.4345 | 8667123.9306 | 8190368.4268 | 7713612.9229 | 7236857.419 | 6760101.9151 | 6283346.4112 | 5806590.9074 | 5329835.4035 | 4853079.8996 | 4376324.3957 | 3899568.8918 | 3422813.388 | 2946057.8841 | 2469302.3802 | 2014118.7891 | 1602553.6057 | 1235566.4349 | 914137.9931 | 639270.5722 | 411988.5147 | 233338.6987 | 104391.0334 | 26238.9661 | -1.1569e-09 | -1.1569e-09 | -1.1569e-09 | -1.1569e-09 | -1.1569e-09 | -1.1569e-09 | -1.1569e-09 | -1.1569e-09 | -1.1569e-09 | -1.1569e-09 | -1.1569e-09 | -1.1569e-09 | -1.1569e-09 | -1.1569e-09 | -1.1569e-09 | -1.1569e-09 | -1.1569e-09 | -1.1569e-09 | -1.1569e-09 | -1.1569e-09 | -1.1569e-09 | -1.1569e-09 | -1.1569e-09 | -1.1569e-09 | -1.1569e-09 | -1.1569e-09 | -1.1569e-09 | -1.1569e-09 | -1.1569e-09 | -1.1569e-09 | -1.1569e-09 | -1.1569e-09 | -1.1569e-09 | -1.1569e-09 | -1.1569e-09 | -1.1569e-09 | -1.1569e-09 | -1.1569e-09 | -1.1569e-09 | -1.1569e-09 | -1.1569e-09
|  |  | Pre-Tax return on rate base | 0 | 263185.5188 | 524257.5469 | 782088.6526 | 1036992.3441 | 1289260.2213 | 1539163.7101 | 1786955.4647 | 2032870.8012 | 2277025.7593 | 2519404.1378 | 2432798.7554 | 2346965.0618 | 2263263.7533 | 2181263.3839 | 2100558.8238 | 2020769.0839 | 1941535.5514 | 1862520.1871 | 1783532.2236 | 1704544.2602 | 1626380.2003 | 1550705.6077 | 1478399.1543 | 1409534.9391 | 1344188.6914 | 1282437.8064 | 1224361.3822 | 1170040.2568 | 1119557.0468 | 1072996.1864 | 1029419.766 | 986845.4995 | 944271.233 | 901696.9665 | 859122.7 | 816548.4335 | 773974.167 | 731399.9005 | 688825.634 | 646251.3675 | 603677.101 | 561102.8345 | 518528.568 | 475954.3015 | 433380.035 | 390805.7685 | 348231.502 | 305657.2355 | 263082.969 | 220508.7026 | 179860.8079 | 143108.037 | 110336.0826 | 81632.5228 | 57086.8621 | 36790.5744 | 20837.1458 | 9322.1193 | 2343.1397 | -1.0331e-10 | -1.0331e-10 | -1.0331e-10 | -1.0331e-10 | -1.0331e-10 | -1.0331e-10 | -1.0331e-10 | -1.0331e-10 | -1.0331e-10 | -1.0331e-10 | -1.0331e-10 | -1.0331e-10 | -1.0331e-10 | -1.0331e-10 | -1.0331e-10 | -1.0331e-10 | -1.0331e-10 | -1.0331e-10 | -1.0331e-10 | -1.0331e-10 | -1.0331e-10 | -1.0331e-10 | -1.0331e-10 | -1.0331e-10 | -1.0331e-10 | -1.0331e-10 | -1.0331e-10 | -1.0331e-10 | -1.0331e-10 | -1.0331e-10 | -1.0331e-10 | -1.0331e-10 | -1.0331e-10 | -1.0331e-10 | -1.0331e-10 | -1.0331e-10 | -1.0331e-10 | -1.0331e-10 | -1.0331e-10 | -1.0331e-10 | -1.0331e-10

## Baseline Projects
[16 empty] | RES CUSTOMER CONSEQUENCES (#Outage Events) - BASELINE - RAMPED | [9 empty] | NONRES CUSTOMER CONSEQUENCES (#Outage Events) - BASELINE - RAMPED | [9 empty] | RES RISK VALUE - MONETIZED - TOTAL $ USING ICE CALCULATOR WEIGHTED AVERAGE $/event | [9 empty] | NONRES RISK VALUE - MONETIZED - TOTAL $ USING ICE CALCULATOR WEIGHTED AVERAGE $/event | [9 empty] | TOTAL CIRCUIT CUSTOMER RISK VALUE - MONETIZED - TOTAL $ USING ICE CALCULATOR WEIGHTED AVERAGE $/event | [9 empty] | Total non-storm costs | [20 empty] | Feeder backup value - Res | [9 empty] | Feeder backup value - NonRes | [9 empty] | Total Res Outages - Pre-Mitigation - ssp370 - scaled by zone and weighted by customers downstream | [64 empty] | Total Non-Res Outages - Pre-Mitigation - ssp370 - scaled by zone and weighted by customers downstream | [64 empty] | Total Post Mitigation - Res Outages (Baseline remaining at risk + mitigated % line miles) | [64 empty] | Total Post Mitigation - NonRes Outages (Baseline remaining at risk + mitigated % line miles) | [64 empty] | Total RES ICE VALUE | [64 empty] | Total NONRES ICE VALUE | [64 empty] | ssp126 | Feeder Backup Total Universe of Outages -ssp126 | [64 empty] | ssp245 | Feeder Backup Total Universe of Outages -ssp245 | [64 empty] | ssp370 | Feeder Backup Total Universe of Outages -ssp370 | [64 empty] | ssp585 | Feeder Backup Total Universe of Outages -ssp585
Baseline Reliability calculations - Rolling Baseline Improvements | [10 empty] | Percent of customers by class |  |  |  |  | Year | [9 empty] | Year | [9 empty] | Year | [9 empty] | Year | [9 empty] | Year | [10 empty] | 1 | 2 | 3 | 4 | 5 | 6 | 7 | 8 | 9 | 10 | 1 | 2 | 3 | 4 | 5 | 6 | 7 | 8 | 9 | 10 | 1 | 2 | 3 | 4 | 5 | 6 | 7 | 8 | 9 | 10 | 1 | 2 | 3 | 4 | 5 | 6 | 7 | 8 | 9 | 10 | 2028 | 2029 | 2030 | 2031 | 2032 | 2033 | 2034 | 2035 | 2036 | 2037 | 2038 | 2039 | 2040 | 2041 | 2042 | 2043 | 2044 | 2045 | 2046 | 2047 | 2048 | 2049 | 2050 | 2051 | 2052 | 2053 | 2054 | 2055 | 2056 | 2057 | 2058 | 2059 | 2060 | 2061 | 2062 | 2063 | 2064 | 2065 | 2066 | 2067 | 2068 | 2069 | 2070 | 2071 | 2072 | 2073 | 2074 | 2075 | 2076 | 2077 | 2078 | 2079 | 2080 | 2081 | 2082 | 2083 | 2084 | 2085 | 2086 | 2087 | 2088 | 2089 | 2090 | 2091 | 2092 | 2028 | 2029 | 2030 | 2031 | 2032 | 2033 | 2034 | 2035 | 2036 | 2037 | 2038 | 2039 | 2040 | 2041 | 2042 | 2043 | 2044 | 2045 | 2046 | 2047 | 2048 | 2049 | 2050 | 2051 | 2052 | 2053 | 2054 | 2055 | 2056 | 2057 | 2058 | 2059 | 2060 | 2061 | 2062 | 2063 | 2064 | 2065 | 2066 | 2067 | 2068 | 2069 | 2070 | 2071 | 2072 | 2073 | 2074 | 2075 | 2076 | 2077 | 2078 | 2079 | 2080 | 2081 | 2082 | 2083 | 2084 | 2085 | 2086 | 2087 | 2088 | 2089 | 2090 | 2091 | 2092 | 2028 | 2029 | 2030 | 2031 | 2032 | 2033 | 2034 | 2035 | 2036 | 2037 | 2038 | 2039 | 2040 | 2041 | 2042 | 2043 | 2044 | 2045 | 2046 | 2047 | 2048 | 2049 | 2050 | 2051 | 2052 | 2053 | 2054 | 2055 | 2056 | 2057 | 2058 | 2059 | 2060 | 2061 | 2062 | 2063 | 2064 | 2065 | 2066 | 2067 | 2068 | 2069 | 2070 | 2071 | 2072 | 2073 | 2074 | 2075 | 2076 | 2077 | 2078 | 2079 | 2080 | 2081 | 2082 | 2083 | 2084 | 2085 | 2086 | 2087 | 2088 | 2089 | 2090 | 2091 | 2092 | 2028 | 2029 | 2030 | 2031 | 2032 | 2033 | 2034 | 2035 | 2036 | 2037 | 2038 | 2039 | 2040 | 2041 | 2042 | 2043 | 2044 | 2045 | 2046 | 2047 | 2048 | 2049 | 2050 | 2051 | 2052 | 2053 | 2054 | 2055 | 2056 | 2057 | 2058 | 2059 | 2060 | 2061 | 2062 | 2063 | 2064 | 2065 | 2066 | 2067 | 2068 | 2069 | 2070 | 2071 | 2072 | 2073 | 2074 | 2075 | 2076 | 2077 | 2078 | 2079 | 2080 | 2081 | 2082 | 2083 | 2084 | 2085 | 2086 | 2087 | 2088 | 2089 | 2090 | 2091 | 2092 | 2028 | 2029 | 2030 | 2031 | 2032 | 2033 | 2034 | 2035 | 2036 | 2037 | 2038 | 2039 | 2040 | 2041 | 2042 | 2043 | 2044 | 2045 | 2046 | 2047 | 2048 | 2049 | 2050 | 2051 | 2052 | 2053 | 2054 | 2055 | 2056 | 2057 | 2058 | 2059 | 2060 | 2061 | 2062 | 2063 | 2064 | 2065 | 2066 | 2067 | 2068 | 2069 | 2070 | 2071 | 2072 | 2073 | 2074 | 2075 | 2076 | 2077 | 2078 | 2079 | 2080 | 2081 | 2082 | 2083 | 2084 | 2085 | 2086 | 2087 | 2088 | 2089 | 2090 | 2091 | 2092 | 2028 | 2029 | 2030 | 2031 | 2032 | 2033 | 2034 | 2035 | 2036 | 2037 | 2038 | 2039 | 2040 | 2041 | 2042 | 2043 | 2044 | 2045 | 2046 | 2047 | 2048 | 2049 | 2050 | 2051 | 2052 | 2053 | 2054 | 2055 | 2056 | 2057 | 2058 | 2059 | 2060 | 2061 | 2062 | 2063 | 2064 | 2065 | 2066 | 2067 | 2068 | 2069 | 2070 | 2071 | 2072 | 2073 | 2074 | 2075 | 2076 | 2077 | 2078 | 2079 | 2080 | 2081 | 2082 | 2083 | 2084 | 2085 | 2086 | 2087 | 2088 | 2089 | 2090 | 2091 | 2092 |  | 2028 | 2029 | 2030 | 2031 | 2032 | 2033 | 2034 | 2035 | 2036 | 2037 | 2038 | 2039 | 2040 | 2041 | 2042 | 2043 | 2044 | 2045 | 2046 | 2047 | 2048 | 2049 | 2050 | 2051 | 2052 | 2053 | 2054 | 2055 | 2056 | 2057 | 2058 | 2059 | 2060 | 2061 | 2062 | 2063 | 2064 | 2065 | 2066 | 2067 | 2068 | 2069 | 2070 | 2071 | 2072 | 2073 | 2074 | 2075 | 2076 | 2077 | 2078 | 2079 | 2080 | 2081 | 2082 | 2083 | 2084 | 2085 | 2086 | 2087 | 2088 | 2089 | 2090 | 2091 | 2092 |  | 2028 | 2029 | 2030 | 2031 | 2032 | 2033 | 2034 | 2035 | 2036 | 2037 | 2038 | 2039 | 2040 | 2041 | 2042 | 2043 | 2044 | 2045 | 2046 | 2047 | 2048 | 2049 | 2050 | 2051 | 2052 | 2053 | 2054 | 2055 | 2056 | 2057 | 2058 | 2059 | 2060 | 2061 | 2062 | 2063 | 2064 | 2065 | 2066 | 2067 | 2068 | 2069 | 2070 | 2071 | 2072 | 2073 | 2074 | 2075 | 2076 | 2077 | 2078 | 2079 | 2080 | 2081 | 2082 | 2083 | 2084 | 2085 | 2086 | 2087 | 2088 | 2089 | 2090 | 2091 | 2092 |  | 2028 | 2029 | 2030 | 2031 | 2032 | 2033 | 2034 | 2035 | 2036 | 2037 | 2038 | 2039 | 2040 | 2041 | 2042 | 2043 | 2044 | 2045 | 2046 | 2047 | 2048 | 2049 | 2050 | 2051 | 2052 | 2053 | 2054 | 2055 | 2056 | 2057 | 2058 | 2059 | 2060 | 2061 | 2062 | 2063 | 2064 | 2065 | 2066 | 2067 | 2068 | 2069 | 2070 | 2071 | 2072 | 2073 | 2074 | 2075 | 2076 | 2077 | 2078 | 2079 | 2080 | 2081 | 2082 | 2083 | 2084 | 2085 | 2086 | 2087 | 2088 | 2089 | 2090 | 2091 | 2092 |  | 2028 | 2029 | 2030 | 2031 | 2032 | 2033 | 2034 | 2035 | 2036 | 2037 | 2038 | 2039 | 2040 | 2041 | 2042 | 2043 | 2044 | 2045 | 2046 | 2047 | 2048 | 2049 | 2050 | 2051 | 2052 | 2053 | 2054 | 2055 | 2056 | 2057 | 2058 | 2059 | 2060 | 2061 | 2062 | 2063 | 2064 | 2065 | 2066 | 2067 | 2068 | 2069 | 2070 | 2071 | 2072 | 2073 | 2074 | 2075 | 2076 | 2077 | 2078 | 2079 | 2080 | 2081 | 2082 | 2083 | 2084 | 2085 | 2086 | 2087 | 2088 | 2089 | 2090 | 2091 | 2092
Circuit | District | Project | Name | Start Tag | Protective device | Phase | OH/UG | Zone | Customers on project | Construction Cost Estimate (fully loaded) | RES % | NONRES % | Percent of Customers Impacted by Mitigation | Effectiveness Score | Applicability Score | 1 | 2 | 3 | 4 | 5 | 6 | 7 | 8 | 9 | 10 | 1 | 2 | 3 | 4 | 5 | 6 | 7 | 8 | 9 | 10 | 1 | 2 | 3 | 4 | 5 | 6 | 7 | 8 | 9 | 10 | 1 | 2 | 3 | 4 | 5 | 6 | 7 | 8 | 9 | 10 | 1 | 2 | 3 | 4 | 5 | 6 | 7 | 8 | 9 | 10 | Number of non-storm Incidents (pre-mitigation) (per Zone) | Times the Customers Impacted by Mitigation factor and multi-project weighting | [9 empty] | Restoration Cost - Pre | [29 empty] | 1 | 2 | 3 | 4 | 5 | 6 | 7 | 8 | 9 | 10 | 11 | 12 | 13 | 14 | 15 | 16 | 17 | 18 | 19 | 20 | 21 | 22 | 23 | 24 | 25 | 26 | 27 | 28 | 29 | 30 | 31 | 32 | 33 | 34 | 35 | 36 | 37 | 38 | 39 | 40 | 41 | 42 | 43 | 44 | 45 | 46 | 47 | 48 | 49 | 50 | 51 | 52 | 53 | 54 | 55 | 56 | 57 | 58 | 59 | 60 | 61 | 62 | 63 | 64 | 65 | 1 | 2 | 3 | 4 | 5 | 6 | 7 | 8 | 9 | 10 | 11 | 12 | 13 | 14 | 15 | 16 | 17 | 18 | 19 | 20 | 21 | 22 | 23 | 24 | 25 | 26 | 27 | 28 | 29 | 30 | 31 | 32 | 33 | 34 | 35 | 36 | 37 | 38 | 39 | 40 | 41 | 42 | 43 | 44 | 45 | 46 | 47 | 48 | 49 | 50 | 51 | 52 | 53 | 54 | 55 | 56 | 57 | 58 | 59 | 60 | 61 | 62 | 63 | 64 | 65 | 1 | 2 | 3 | 4 | 5 | 6 | 7 | 8 | 9 | 10 | 11 | 12 | 13 | 14 | 15 | 16 | 17 | 18 | 19 | 20 | 21 | 22 | 23 | 24 | 25 | 26 | 27 | 28 | 29 | 30 | 31 | 32 | 33 | 34 | 35 | 36 | 37 | 38 | 39 | 40 | 41 | 42 | 43 | 44 | 45 | 46 | 47 | 48 | 49 | 50 | 51 | 52 | 53 | 54 | 55 | 56 | 57 | 58 | 59 | 60 | 61 | 62 | 63 | 64 | 65 | 1 | 2 | 3 | 4 | 5 | 6 | 7 | 8 | 9 | 10 | 11 | 12 | 13 | 14 | 15 | 16 | 17 | 18 | 19 | 20 | 21 | 22 | 23 | 24 | 25 | 26 | 27 | 28 | 29 | 30 | 31 | 32 | 33 | 34 | 35 | 36 | 37 | 38 | 39 | 40 | 41 | 42 | 43 | 44 | 45 | 46 | 47 | 48 | 49 | 50 | 51 | 52 | 53 | 54 | 55 | 56 | 57 | 58 | 59 | 60 | 61 | 62 | 63 | 64 | 65 | 1 | 2 | 3 | 4 | 5 | 6 | 7 | 8 | 9 | 10 | 11 | 12 | 13 | 14 | 15 | 16 | 17 | 18 | 19 | 20 | 21 | 22 | 23 | 24 | 25 | 26 | 27 | 28 | 29 | 30 | 31 | 32 | 33 | 34 | 35 | 36 | 37 | 38 | 39 | 40 | 41 | 42 | 43 | 44 | 45 | 46 | 47 | 48 | 49 | 50 | 51 | 52 | 53 | 54 | 55 | 56 | 57 | 58 | 59 | 60 | 61 | 62 | 63 | 64 | 65 | 1 | 2 | 3 | 4 | 5 | 6 | 7 | 8 | 9 | 10 | 11 | 12 | 13 | 14 | 15 | 16 | 17 | 18 | 19 | 20 | 21 | 22 | 23 | 24 | 25 | 26 | 27 | 28 | 29 | 30 | 31 | 32 | 33 | 34 | 35 | 36 | 37 | 38 | 39 | 40 | 41 | 42 | 43 | 44 | 45 | 46 | 47 | 48 | 49 | 50 | 51 | 52 | 53 | 54 | 55 | 56 | 57 | 58 | 59 | 60 | 61 | 62 | 63 | 64 | 65 |  | 1 | 2 | 3 | 4 | 5 | 6 | 7 | 8 | 9 | 10 | 11 | 12 | 13 | 14 | 15 | 16 | 17 | 18 | 19 | 20 | 21 | 22 | 23 | 24 | 25 | 26 | 27 | 28 | 29 | 30 | 31 | 32 | 33 | 34 | 35 | 36 | 37 | 38 | 39 | 40 | 41 | 42 | 43 | 44 | 45 | 46 | 47 | 48 | 49 | 50 | 51 | 52 | 53 | 54 | 55 | 56 | 57 | 58 | 59 | 60 | 61 | 62 | 63 | 64 | 65 |  | 1 | 2 | 3 | 4 | 5 | 6 | 7 | 8 | 9 | 10 | 11 | 12 | 13 | 14 | 15 | 16 | 17 | 18 | 19 | 20 | 21 | 22 | 23 | 24 | 25 | 26 | 27 | 28 | 29 | 30 | 31 | 32 | 33 | 34 | 35 | 36 | 37 | 38 | 39 | 40 | 41 | 42 | 43 | 44 | 45 | 46 | 47 | 48 | 49 | 50 | 51 | 52 | 53 | 54 | 55 | 56 | 57 | 58 | 59 | 60 | 61 | 62 | 63 | 64 | 65 |  | 1 | 2 | 3 | 4 | 5 | 6 | 7 | 8 | 9 | 10 | 11 | 12 | 13 | 14 | 15 | 16 | 17 | 18 | 19 | 20 | 21 | 22 | 23 | 24 | 25 | 26 | 27 | 28 | 29 | 30 | 31 | 32 | 33 | 34 | 35 | 36 | 37 | 38 | 39 | 40 | 41 | 42 | 43 | 44 | 45 | 46 | 47 | 48 | 49 | 50 | 51 | 52 | 53 | 54 | 55 | 56 | 57 | 58 | 59 | 60 | 61 | 62 | 63 | 64 | 65 |  | 1 | 2 | 3 | 4 | 5 | 6 | 7 | 8 | 9 | 10 | 11 | 12 | 13 | 14 | 15 | 16 | 17 | 18 | 19 | 20 | 21 | 22 | 23 | 24 | 25 | 26 | 27 | 28 | 29 | 30 | 31 | 32 | 33 | 34 | 35 | 36 | 37 | 38 | 39 | 40 | 41 | 42 | 43 | 44 | 45 | 46 | 47 | 48 | 49 | 50 | 51 | 52 | 53 | 54 | 55 | 56 | 57 | 58 | 59 | 60 | 61 | 62 | 63 | 64 | 65
CV-G65 | Springfield | 175351 | 175351: Cavendish line 2 | 520170 | Sub Breaker | 3PH | OH | Zone 1 | 331 | 91748.4 | 89.64% | 10.36% | 100% | 90% | 80.33% | 570.8294 | 528.3039 | 487.6521 | 448.7916 | 411.6433 | 376.1318 | 342.1851 | 309.7341 | 278.713 | 249.0588 | 65.9374 | 61.0252 | 56.3295 | 51.8406 | 47.5496 | 43.4476 | 39.5263 | 35.7779 | 32.1946 | 28.7692 | 11987.4184 | 11094.382 | 10240.6947 | 9424.6228 | 8644.5089 | 7898.7685 | 7185.8871 | 6504.4168 | 5852.9737 | 5230.2346 | 256166.7803 | 237082.9158 | 218839.9289 | 201400.7687 | 184730.0168 | 168793.8154 | 153559.7986 | 138997.0266 | 125075.9229 | 111768.214 | 268154.1988 | 248177.2978 | 229080.6236 | 210825.3915 | 193374.5257 | 176692.5839 | 160745.6858 | 145501.4435 | 130928.8965 | 116998.4485 | 3.2948 | 2.0074 | 1.8579 | 1.7149 | 1.5783 | 1.4476 | 1.3227 | 1.2034 | 1.0892 | 0.98014 | 0.87586 | 947.5027 | 876.9158 | 809.4392 | 744.9357 | 683.2744 | 624.33 | 567.9828 | 514.1184 | 462.6274 | 413.4052 | 2689.777 | 5261.0364 | 7719.0003 | 10068.6609 | 12314.7902 | 14461.9501 | 16514.5013 | 18476.6125 | 20352.2687 | 22145.2793 | 57479.5574 | 112426.4373 | 164952.235 | 215163.629 | 263162.5968 | 309046.6231 | 352908.8968 | 394838.5008 | 434920.593 | 473236.5787 | 615.3151 | 622.2379 | 625.5063 | 621.5977 | 624.859 | 625.1027 | 627.0732 | 627.63 | 638.7641 | 647.3225 | 647.2015 | 654.9356 | 652.4394 | 656.5401 | 662.0309 | 663.7542 | 664.1018 | 665.353 | 664.7739 | 660.0192 | 653.1398 | 651.2916 | 653.414 | 656.2824 | 658.2944 | 664.187 | 670.899 | 675.7546 | 677.185 | 676.9513 | 681.2265 | 685.5993 | 685.2129 | 686.8703 | 686.6581 | 679.5753 | 678.3065 | 668.221 | 667.6 | 671.0479 | 671.7577 | 670.6478 | 670.4988 | 676.2296 | 673.1431 | 676.4656 | 686.6912 | 686.0721 | 694.7946 | 695.8461 | 698.6685 | 706.9686 | 718.5896 | 725.1554 | 727.9731 | 732.4033 | 743.5204 | 741.554 | 739.671 | 743.0124 | 740.5613 | 745.3531 | 750.5672 | 742.6901 | 737.6406 | 71.076 | 71.8757 | 72.2532 | 71.8017 | 72.1784 | 72.2066 | 72.4342 | 72.4985 | 73.7846 | 74.7732 | 74.7592 | 75.6526 | 75.3643 | 75.838 | 76.4722 | 76.6713 | 76.7114 | 76.856 | 76.7891 | 76.2398 | 75.4452 | 75.2317 | 75.4769 | 75.8082 | 76.0406 | 76.7213 | 77.4966 | 78.0575 | 78.2227 | 78.1957 | 78.6895 | 79.1946 | 79.15 | 79.3415 | 79.3169 | 78.4988 | 78.3522 | 77.1872 | 77.1155 | 77.5138 | 77.5958 | 77.4676 | 77.4504 | 78.1123 | 77.7558 | 78.1396 | 79.3208 | 79.2493 | 80.2568 | 80.3783 | 80.7043 | 81.663 | 83.0054 | 83.7638 | 84.0893 | 84.601 | 85.8852 | 85.6581 | 85.4405 | 85.8265 | 85.5434 | 86.0969 | 86.6992 | 85.7893 | 85.206 | 570.8294 | 534.2477 | 495.7289 | 453.3739 | 418.0281 | 382.1148 | 348.7239 | 315.9331 | 289.3345 | 262.0143 | 261.9653 | 265.0958 | 264.0855 | 265.7453 | 267.9678 | 268.6653 | 268.806 | 269.3124 | 269.078 | 267.1535 | 264.3689 | 263.6208 | 264.4799 | 265.641 | 266.4554 | 268.8405 | 271.5572 | 273.5227 | 274.1016 | 274.007 | 275.7375 | 277.5075 | 277.3511 | 278.0219 | 277.936 | 275.0691 | 274.5556 | 270.4733 | 270.2219 | 271.6175 | 271.9048 | 271.4556 | 271.3953 | 273.7149 | 272.4656 | 273.8104 | 277.9494 | 137.4727 | 120.821 | 103.3884 | 86.9002 | 71.578 | 56.8636 | 42.0537 | 27.506 | 13.525 | 0 | 0 | 0 | 0 | 0 | 0 | 0 | 0 | 0 | 65.9374 | 61.7118 | 57.2624 | 52.3699 | 48.2871 | 44.1387 | 40.2816 | 36.4939 | 33.4215 | 30.2657 | 30.26 | 30.6216 | 30.5049 | 30.6966 | 30.9534 | 31.0339 | 31.0502 | 31.1087 | 31.0816 | 30.8593 | 30.5377 | 30.4513 | 30.5505 | 30.6846 | 30.7787 | 31.0542 | 31.368 | 31.595 | 31.6619 | 31.651 | 31.8509 | 32.0553 | 32.0373 | 32.1147 | 32.1048 | 31.7737 | 31.7143 | 31.2428 | 31.2138 | 31.375 | 31.4081 | 31.3563 | 31.3493 | 31.6172 | 31.4729 | 31.6283 | 32.1064 | 15.8797 | 13.9562 | 11.9426 | 10.038 | 8.2681 | 6.5684 | 4.8577 | 3.1773 | 1.5623 | 0 | 0 | 0 | 0 | 0 | 0 | 0 | 0 | 0 | 13365.3441 | 12784.0177 | 12123.2703 | 11331.384 | 10677.8256 | 9975.2114 | 9303.8118 | 8614.404 | 8062.7114 | 7462.0268 | 7624.7659 | 7885.6315 | 8028.4001 | 8256.595 | 8508.8106 | 8718.6404 | 8915.1172 | 9128.416 | 9321.1212 | 9458.051 | 9565.3777 | 9748.1528 | 9995.0786 | 10259.8124 | 10517.6748 | 10845.2816 | 11195.8858 | 11525.009 | 11803.4906 | 12059.0045 | 12402.1346 | 12756.3438 | 13029.6354 | 13348.4963 | 13637.9482 | 13794.2148 | 14071.3673 | 14167.1118 | 14465.3325 | 14859.9215 | 15202.9036 | 15511.6966 | 15849.43 | 16336.5649 | 16619.7649 | 17069.2355 | 17708.4587 | 8951.2226 | 8040.0565 | 7031.3622 | 6040.034 | 5084.5084 | 4128.1458 | 3120.1469 | 2085.6912 | 1048.1187 | 0 | 0 | 0 | 0 | 0 | 0 | 0 | 0 | 0 | 285612.5514 | 273189.8164 | 259069.8848 | 242147.5626 | 228181.2559 | 213166.6453 | 198819.0795 | 184086.6859 | 172297.2159 | 159460.8043 | 162938.4789 | 168513.0833 | 171563.9958 | 176440.4379 | 181830.1938 | 186314.1799 | 190512.8189 | 195070.935 | 199188.9756 | 202115.1153 | 204408.6499 | 208314.4869 | 213591.201 | 219248.4655 | 224758.8929 | 231759.7301 | 239252.0157 | 246285.259 | 252236.3093 | 257696.5483 | 265029.1132 | 272598.4358 | 278438.5777 | 285252.521 | 291438.0017 | 294777.363 | 300700.0099 | 302746.036 | 309118.9049 | 317551.1287 | 324880.53 | 331479.326 | 338696.5644 | 349106.4612 | 355158.3417 | 364763.3653 | 378423.3336 | 191284.3784 | 171813.0894 | 150257.6584 | 129073.3332 | 108654.0991 | 88216.978 | 66676.4059 | 44570.4641 | 22397.9168 | 0 | 0 | 0 | 0 | 0 | 0 | 0 | 0 | 0 | [7 empty] | 3132.08 | 3547.9529 | 3924.8265 | 4288.5659 | 4291.2901 | 4299.5493 | 4309.994 | 4285.826 | 4313.8815 | 4268.944 | 4333.6894 | 4375.7055 | 4331.6592 | 4339.8339 | 4366.4987 | 4410.0388 | 4472.2052 | 4485.7817 | 4479.6246 | 4492.9527 | 4527.3989 | 4491.5162 | 4424.1798 | 4450.726 | 4465.9562 | 4440.7883 | 4458.6938 | 4376.3507 | 4349.6942 | 4407.0125 | 4393.141 | 4398.1498 | 4423.4575 | 4440.4576 | 4454.8502 | 4434.7762 | 4476.667 | 4439.8956 | 4455.5366 | 4465.4998 | 4447.3919 | 3933.3296 | 3407.7481 | 2887.7874 | 2424.6405 | 1966.3045 | 1533.6468 | 1122.1789 | 724.4573 | 354.1799 | 0 | 0 | 0 | 0 | 0 | 0 | 0 | 0 | 0 | [7 empty] | 3208.2229 | 3589.8201 | 3938.0283 | 4312.8964 | 4339.9636 | 4310.309 | 4312.9328 | 4352.0792 | 4378.121 | 4329.4974 | 4377.7983 | 4382.7661 | 4394.2822 | 4481.0691 | 4452.4905 | 4439.5798 | 4471.1999 | 4477.0269 | 4486.2704 | 4496.0506 | 4544.4666 | 4501.6448 | 4464.8209 | 4412.504 | 4345.1296 | 4378.9423 | 4364.4342 | 4347.6326 | 4360.1174 | 4363.8121 | 4326.2501 | 4276.5287 | 4268.3721 | 4307.5302 | 4327.9351 | 4359.5978 | 4371.0981 | 4395.5191 | 4395.3533 | 4383.303 | 4334.443 | 3819.3123 | 3319.2084 | 2856.3637 | 2388.7399 | 1944.1479 | 1510.172 | 1103.9599 | 716.085 | 351.7853 | 0 | 0 | 0 | 0 | 0 | 0 | 0 | 0 | 0 | [7 empty] | 3219.5505 | 3600.606 | 4023.5458 | 4410.0946 | 4410.9452 | 4452.9697 | 4404.0044 | 4413.2739 | 4456.0359 | 4493.9039 | 4461.5139 | 4461.2275 | 4463.3636 | 4453.5326 | 4417.5415 | 4419.928 | 4451.0773 | 4475.172 | 4494.8305 | 4533.0532 | 4551.0688 | 4606.2333 | 4622.1651 | 4632.5719 | 4633.9762 | 4675.4896 | 4663.696 | 4647.6464 | 4641.5602 | 4635.4049 | 4636.0649 | 4568.4917 | 4578.7528 | 4592.7621 | 4581.7346 | 4603.8736 | 4616.4896 | 4671.8022 | 4668.0737 | 4730.1462 | 4764.7503 | 4176.9902 | 3669.6717 | 3125.1314 | 2624.9197 | 2162.5632 | 1711.5499 | 1259.7027 | 818.1162 | 401.7726 | 0 | 0 | 0 | 0 | 0 | 0 | 0 | 0 | 0 | [7 empty] | 3000.6999 | 3375.7195 | 3654.0238 | 3942.0748 | 3896.4781 | 3869.7348 | 3876.2748 | 3980.9278 | 4013.1824 | 4003.5015 | 4057.1585 | 4066.5025 | 4090.3445 | 4180.2398 | 4203.1804 | 4232.8732 | 4223.5773 | 4264.3337 | 4174.9371 | 4123.0125 | 4211.9137 | 4146.7203 | 4155.3206 | 4067.6365 | 4179.9576 | 4252.9939 | 4238.6744 | 4273.1841 | 4266.8649 | 4308.4725 | 4379.8432 | 4387.928 | 4498.5817 | 4664.0773 | 4731.2795 | 4637.646 | 4559.3857 | 4628.219 | 4637.9555 | 4728.0336 | 4828.504 | 4233.9415 | 3678.1082 | 3100.9951 | 2485.9953 | 2019.298 | 1598.2061 | 1169.2459 | 757.7525 | 366.4392 | 0 | 0 | 0 | 0 | 0 | 0 | 0 | 0 | 0
EL-G40 | White River Jct | 197817 | 197817: ELY-129 G40 Zone 1 LC | 620436 | 0 | 3PH | OH | Zone 2 | 1015 | 178201.2 | 85.29% | 14.71% | 100% | 90% | 80.33% | 1029.8107 | 953.0921 | 879.7538 | 809.647 | 742.6293 | 678.5645 | 617.3225 | 558.779 | 502.8151 | 449.3171 | 177.5947 | 164.3643 | 151.7168 | 139.6266 | 128.0692 | 117.021 | 106.4596 | 96.3635 | 86.7123 | 77.4864 | 21626.0252 | 20014.9337 | 18474.8304 | 17002.5875 | 15595.215 | 14249.8544 | 12963.7734 | 11734.3599 | 10559.1172 | 9435.6583 | 689955.3077 | 638555.1472 | 589419.7924 | 542449.4509 | 497548.7275 | 454626.4302 | 413595.385 | 374372.2592 | 336877.3919 | 301034.6321 | 711581.333 | 658570.0809 | 607894.6228 | 559452.0385 | 513143.9425 | 468876.2845 | 426559.1584 | 386106.6192 | 347436.5091 | 310470.2904 | 11.0221 | 4.5721 | 4.2315 | 3.9059 | 3.5946 | 3.2971 | 3.0126 | 2.7407 | 2.4808 | 2.2324 | 1.9948 | 2158.0222 | 1997.2543 | 1843.5702 | 1696.6577 | 1556.2185 | 1421.9674 | 1293.6317 | 1170.9507 | 1053.6753 | 941.5674 | 0 | 0 | 0 | 0 | 0 | 0 | 0 | 0 | 0 | 0 | 0 | 0 | 0 | 0 | 0 | 0 | 0 | 0 | 0 | 0 | 1110.0656 | 1121.0304 | 1124.7627 | 1115.8067 | 1117.7088 | 1120.6262 | 1116.081 | 1111.6567 | 1124.5391 | 1130.6158 | 1131.3476 | 1142.2929 | 1138.0234 | 1140.6129 | 1158.0827 | 1160.9753 | 1151.418 | 1152.5187 | 1156.8829 | 1151.6572 | 1145.9767 | 1150.0086 | 1153.3758 | 1157.8802 | 1163.0597 | 1168.4413 | 1177.0359 | 1190.8518 | 1197.1646 | 1201.3776 | 1201.9631 | 1198.4248 | 1202.1579 | 1203.7492 | 1202.0148 | 1196.8001 | 1192.1975 | 1178.4285 | 1180.6276 | 1189.4344 | 1183.7348 | 1189.2245 | 1196.7837 | 1209.8666 | 1209.55 | 1221.4956 | 1231.9788 | 1235.5371 | 1247.8122 | 1241.8222 | 1242.4178 | 1251.072 | 1270.1788 | 1280.2364 | 1267.144 | 1268.0084 | 1268.7491 | 1266.899 | 1264.7847 | 1274.5175 | 1273.3346 | 1275.7369 | 1284.4401 | 1271.075 | 1263.3827 | 191.4349 | 193.3258 | 193.9695 | 192.425 | 192.753 | 193.2561 | 192.4723 | 191.7093 | 193.9309 | 194.9789 | 195.1051 | 196.9926 | 196.2564 | 196.7029 | 199.7157 | 200.2145 | 198.5663 | 198.7561 | 199.5087 | 198.6076 | 197.6279 | 198.3232 | 198.9039 | 199.6807 | 200.574 | 201.502 | 202.9842 | 205.3668 | 206.4555 | 207.182 | 207.283 | 206.6728 | 207.3166 | 207.591 | 207.2919 | 206.3926 | 205.5989 | 203.2244 | 203.6036 | 205.1224 | 204.1395 | 205.0862 | 206.3898 | 208.646 | 208.5914 | 210.6514 | 212.4593 | 213.073 | 215.1898 | 214.1568 | 214.2595 | 215.752 | 219.047 | 220.7815 | 218.5237 | 218.6727 | 218.8005 | 218.4814 | 218.1168 | 219.7953 | 219.5913 | 220.0055 | 221.5064 | 219.2016 | 217.875 | 1029.8107 | 962.5064 | 891.4016 | 813.8344 | 747.7426 | 685.02 | 620.6678 | 559.58 | 509.3711 | 457.6351 | 457.9313 | 462.3616 | 460.6335 | 461.6816 | 468.7528 | 469.9236 | 466.0551 | 466.5007 | 468.2671 | 466.152 | 463.8527 | 465.4847 | 466.8476 | 468.6708 | 470.7673 | 472.9456 | 476.4244 | 482.0166 | 484.5718 | 486.2771 | 486.5141 | 485.0819 | 486.5929 | 487.237 | 486.535 | 484.4243 | 482.5613 | 476.9881 | 477.8782 | 481.4429 | 479.1359 | 481.3579 | 484.4176 | 489.7132 | 489.585 | 494.4202 | 498.6634 | 247.5726 | 216.9877 | 184.5092 | 154.5316 | 126.6665 | 100.5122 | 74.2443 | 47.8783 | 23.4158 | 0 | 0 | 0 | 0 | 0 | 0 | 0 | 0 | 0 | 177.5947 | 165.9878 | 153.7255 | 140.3488 | 128.951 | 118.1342 | 107.0365 | 96.5016 | 87.8429 | 78.9209 | 78.9719 | 79.736 | 79.4379 | 79.6187 | 80.8382 | 81.0401 | 80.3729 | 80.4498 | 80.7544 | 80.3896 | 79.9931 | 80.2746 | 80.5096 | 80.824 | 81.1856 | 81.5612 | 82.1612 | 83.1255 | 83.5662 | 83.8603 | 83.9012 | 83.6542 | 83.9147 | 84.0258 | 83.9048 | 83.5408 | 83.2195 | 82.2584 | 82.4119 | 83.0266 | 82.6288 | 83.012 | 83.5396 | 84.4528 | 84.4307 | 85.2646 | 85.9964 | 42.6948 | 37.4203 | 31.8193 | 26.6495 | 21.8441 | 17.3337 | 12.8037 | 8.2568 | 4.0381 | 0 | 0 | 0 | 0 | 0 | 0 | 0 | 0 | 0 | 24111.8862 | 23031.8214 | 21799.6237 | 20340.5424 | 19099.8288 | 17882.6359 | 16559.1624 | 15257.8107 | 14194.3399 | 13033.203 | 13328.5548 | 13753.5683 | 14003.61 | 14344.2543 | 14884.3604 | 15249.8118 | 15457.0067 | 15812.1622 | 16221.2221 | 16503.2058 | 16783.0835 | 17212.6586 | 17642.8438 | 18101.4041 | 18582.3894 | 19079.0765 | 19642.2421 | 20310.0006 | 20866.8545 | 21400.9745 | 21882.4565 | 22298.0352 | 22859.5784 | 23393.415 | 23873.623 | 24292.9922 | 24731.9588 | 24984.1422 | 25581.4422 | 26339.2542 | 26789.7278 | 27506.074 | 28289.8954 | 29228.3345 | 29863.539 | 30821.962 | 31770.3872 | 16120.1255 | 14439.4904 | 12548.3237 | 10740.7807 | 8997.6929 | 7296.9094 | 5508.5098 | 3630.4518 | 1814.6059 | 0 | 0 | 0 | 0 | 0 | 0 | 0 | 0 | 0 | 769264.0534 | 734805.7372 | 695493.7801 | 648943.3475 | 609359.6992 | 570526.4577 | 528302.444 | 486784.205 | 452855.2995 | 415810.4653 | 425233.348 | 438792.9515 | 446770.267 | 457638.1592 | 474869.6691 | 486529.0078 | 493139.339 | 504470.1987 | 517520.8181 | 526517.2069 | 535446.4096 | 549151.543 | 562876.145 | 577506.0247 | 592851.3479 | 608697.619 | 626664.8188 | 647968.943 | 665734.7747 | 682775.3027 | 698136.4749 | 711395.0696 | 729310.5081 | 746341.9948 | 761662.5223 | 775042.0496 | 789046.8116 | 797092.4545 | 816148.6747 | 840325.8577 | 854697.7383 | 877552.0018 | 902558.988 | 932498.8904 | 952764.4131 | 983341.8781 | 1013600.3738 | 514295.4384 | 460676.566 | 400340.906 | 342673.1722 | 287061.8124 | 232800.1251 | 175743.1397 | 115825.6982 | 57893.0693 | 0 | 0 | 0 | 0 | 0 | 0 | 0 | 0 | 0 | [7 empty] | 0 | 0 | 0 | 0 | 0 | 0 | 0 | 0 | 0 | 0 | 0 | 0 | 0 | 0 | 0 | 0 | 0 | 0 | 0 | 0 | 0 | 0 | 0 | 0 | 0 | 0 | 0 | 0 | 0 | 0 | 0 | 0 | 0 | 0 | 0 | 0 | 0 | 0 | 0 | 0 | 0 | 0 | 0 | 0 | 0 | 0 | 0 | 0 | 0 | 0 | 0 | 0 | 0 | 0 | 0 | 0 | 0 | 0 | 0 | [7 empty] | 0 | 0 | 0 | 0 | 0 | 0 | 0 | 0 | 0 | 0 | 0 | 0 | 0 | 0 | 0 | 0 | 0 | 0 | 0 | 0 | 0 | 0 | 0 | 0 | 0 | 0 | 0 | 0 | 0 | 0 | 0 | 0 | 0 | 0 | 0 | 0 | 0 | 0 | 0 | 0 | 0 | 0 | 0 | 0 | 0 | 0 | 0 | 0 | 0 | 0 | 0 | 0 | 0 | 0 | 0 | 0 | 0 | 0 | 0 | [7 empty] | 0 | 0 | 0 | 0 | 0 | 0 | 0 | 0 | 0 | 0 | 0 | 0 | 0 | 0 | 0 | 0 | 0 | 0 | 0 | 0 | 0 | 0 | 0 | 0 | 0 | 0 | 0 | 0 | 0 | 0 | 0 | 0 | 0 | 0 | 0 | 0 | 0 | 0 | 0 | 0 | 0 | 0 | 0 | 0 | 0 | 0 | 0 | 0 | 0 | 0 | 0 | 0 | 0 | 0 | 0 | 0 | 0 | 0 | 0 | [7 empty] | 0 | 0 | 0 | 0 | 0 | 0 | 0 | 0 | 0 | 0 | 0 | 0 | 0 | 0 | 0 | 0 | 0 | 0 | 0 | 0 | 0 | 0 | 0 | 0 | 0 | 0 | 0 | 0 | 0 | 0 | 0 | 0 | 0 | 0 | 0 | 0 | 0 | 0 | 0 | 0 | 0 | 0 | 0 | 0 | 0 | 0 | 0 | 0 | 0 | 0 | 0 | 0 | 0 | 0 | 0 | 0 | 0 | 0 | 0
DM-G6 | Brattleboro | 199297 | 199297: L66 P15-1 to L62 P140 | 554333 | 554331 | 3PH | OH | Zone 2 | 254 | 245623.4 | 89.45% | 10.55% | 100% | 90% | 80.33% | 707.5637 | 654.8518 | 604.4624 | 556.2934 | 510.2467 | 466.229 | 424.1508 | 383.9266 | 345.4749 | 308.7174 | 83.4859 | 77.2664 | 71.3209 | 65.6374 | 60.2043 | 55.0107 | 50.0458 | 45.2998 | 40.7628 | 36.4258 | 14858.8382 | 13751.8872 | 12693.711 | 11682.1604 | 10715.181 | 9790.8089 | 8907.1666 | 8062.4596 | 7254.9723 | 6483.0647 | 324342.7467 | 300179.9218 | 277081.7649 | 255001.3644 | 233893.8755 | 213716.4298 | 194428.0473 | 175989.5539 | 158363.5017 | 141514.0927 | 339201.5848 | 313931.8091 | 289775.476 | 266683.5248 | 244609.0566 | 223507.2386 | 203335.2139 | 184052.0135 | 165618.474 | 147997.1574 | 56.6756 | 23.4295 | 21.6841 | 20.0156 | 18.4205 | 16.8958 | 15.4382 | 14.0449 | 12.713 | 11.4397 | 10.2226 | 11058.7465 | 10234.8941 | 9447.3425 | 8694.4921 | 7974.814 | 7286.8466 | 6629.1925 | 6000.5161 | 5399.5406 | 4825.0454 | 0 | 0 | 0 | 0 | 0 | 0 | 0 | 0 | 0 | 0 | 0 | 0 | 0 | 0 | 0 | 0 | 0 | 0 | 0 | 0 | 762.7053 | 772.175 | 775.1784 | 773.4539 | 773.1946 | 780.0761 | 783.2525 | 783.5158 | 794.6386 | 799.3046 | 799.8179 | 803.5847 | 792.6053 | 792.9294 | 798.4401 | 800.8284 | 794.8799 | 795.2469 | 795.2163 | 791.1864 | 785.6739 | 781.139 | 787.9486 | 794.5239 | 798.7817 | 801.8617 | 808.1981 | 816.4568 | 818.4265 | 816.6618 | 815.097 | 820.0769 | 819.8462 | 818.1989 | 816.3217 | 813.5992 | 819.4949 | 807.4493 | 805.8062 | 812.7148 | 813.2163 | 823.0584 | 825.3697 | 838.0852 | 836.2316 | 843.7797 | 849.6178 | 845.1821 | 856.7321 | 858.6701 | 859.1281 | 866.4236 | 876.3813 | 879.645 | 875.3123 | 883.0245 | 893.3199 | 894.0256 | 892.1262 | 894.175 | 889.4574 | 895.2808 | 904.7971 | 897.6563 | 894.6201 | 89.9921 | 91.1094 | 91.4638 | 91.2603 | 91.2297 | 92.0417 | 92.4165 | 92.4475 | 93.7599 | 94.3105 | 94.371 | 94.8155 | 93.52 | 93.5583 | 94.2085 | 94.4903 | 93.7884 | 93.8317 | 93.8281 | 93.3526 | 92.7022 | 92.1671 | 92.9706 | 93.7464 | 94.2488 | 94.6122 | 95.3598 | 96.3343 | 96.5667 | 96.3585 | 96.1738 | 96.7614 | 96.7342 | 96.5398 | 96.3183 | 95.9971 | 96.6927 | 95.2715 | 95.0776 | 95.8928 | 95.9519 | 97.1132 | 97.3859 | 98.8862 | 98.6675 | 99.5581 | 100.247 | 99.7236 | 101.0864 | 101.3151 | 101.3691 | 102.2299 | 103.4048 | 103.7899 | 103.2787 | 104.1886 | 105.4034 | 105.4867 | 105.2626 | 105.5043 | 104.9477 | 105.6348 | 106.7576 | 105.9151 | 105.5568 | 707.5637 | 662.9824 | 614.3477 | 564.133 | 517.264 | 476.8475 | 435.5773 | 394.4021 | 359.9394 | 323.5315 | 323.7393 | 325.264 | 320.8198 | 320.9511 | 323.1816 | 324.1483 | 321.7405 | 321.8891 | 321.8767 | 320.2455 | 318.0143 | 316.1787 | 318.935 | 321.5964 | 323.3199 | 324.5665 | 327.1313 | 330.4742 | 331.2714 | 330.5571 | 329.9237 | 331.9394 | 331.846 | 331.1793 | 330.4194 | 329.3175 | 331.7039 | 326.8282 | 326.1631 | 328.9595 | 329.1625 | 333.1462 | 334.0818 | 339.2286 | 338.4783 | 341.5336 | 343.8966 | 169.3546 | 148.981 | 127.5807 | 106.8581 | 87.7222 | 69.3501 | 51.0129 | 33.0732 | 16.3065 | 0 | 0 | 0 | 0 | 0 | 0 | 0 | 0 | 0 | 83.4859 | 78.2257 | 72.4873 | 66.5624 | 61.0323 | 56.2635 | 51.3941 | 46.5358 | 42.4695 | 38.1737 | 38.1982 | 38.3781 | 37.8537 | 37.8692 | 38.1324 | 38.2465 | 37.9624 | 37.9799 | 37.9784 | 37.786 | 37.5227 | 37.3061 | 37.6313 | 37.9454 | 38.1487 | 38.2958 | 38.5984 | 38.9929 | 39.0869 | 39.0027 | 38.9279 | 39.1658 | 39.1547 | 39.0761 | 38.9864 | 38.8564 | 39.138 | 38.5627 | 38.4842 | 38.8141 | 38.8381 | 39.3081 | 39.4185 | 40.0258 | 39.9373 | 40.2978 | 40.5766 | 19.9823 | 17.5784 | 15.0533 | 12.6083 | 10.3504 | 8.1827 | 6.019 | 3.9023 | 1.924 | 0 | 0 | 0 | 0 | 0 | 0 | 0 | 0 | 0 | 16566.8268 | 15864.5093 | 15024.1453 | 14099.639 | 13212.6395 | 12448.2336 | 11621.0248 | 10753.981 | 10030.2164 | 9214.0041 | 9422.7605 | 9675.4147 | 9753.169 | 9971.8153 | 10262.0219 | 10519.157 | 10670.7245 | 10910.5147 | 11150.1172 | 11337.6718 | 11506.3692 | 11691.6336 | 12053.0132 | 12420.9724 | 12762.2619 | 13093.3234 | 13487.1189 | 13924.6877 | 14265.3631 | 14547.765 | 14839.3277 | 15258.4489 | 15589.7478 | 15900.7089 | 16213.2408 | 16514.6698 | 17000.2997 | 17118.9242 | 17459.938 | 17997.043 | 18404.3288 | 19036.8646 | 19510.3107 | 20246.723 | 20646.3855 | 21291.0686 | 21910.0249 | 11027.14 | 9913.9723 | 8676.6612 | 7427.2168 | 6231.3072 | 5034.6256 | 3784.8736 | 2507.8279 | 1263.6679 | 0 | 0 | 0 | 0 | 0 | 0 | 0 | 0 | 0 | 361625.1853 | 346294.8085 | 327951.1145 | 307770.7406 | 288409.0766 | 271723.4164 | 253666.8795 | 234740.8123 | 218942.283 | 201125.7781 | 205682.5694 | 211197.5747 | 212894.8161 | 217667.488 | 224002.1953 | 229615.0092 | 232923.4655 | 238157.673 | 243387.7798 | 247481.7723 | 251164.1465 | 255208.1465 | 263096.4393 | 271128.3516 | 278578.1109 | 285804.611 | 294400.4866 | 303951.8581 | 311388.2116 | 317552.5571 | 323916.8665 | 333065.5584 | 340297.2405 | 347084.983 | 353907.0151 | 360486.6888 | 371087.1488 | 373676.5173 | 381120.2582 | 392844.3323 | 401734.6765 | 415541.8396 | 425876.3495 | 441950.956 | 450674.8995 | 464747.2153 | 478257.9617 | 240703.3998 | 216404.8739 | 189396.512 | 162123.302 | 136018.6618 | 109897.1731 | 82617.247 | 54741.5479 | 27583.6849 | 0 | 0 | 0 | 0 | 0 | 0 | 0 | 0 | 0 | [7 empty] | 0 | 0 | 0 | 0 | 0 | 0 | 0 | 0 | 0 | 0 | 0 | 0 | 0 | 0 | 0 | 0 | 0 | 0 | 0 | 0 | 0 | 0 | 0 | 0 | 0 | 0 | 0 | 0 | 0 | 0 | 0 | 0 | 0 | 0 | 0 | 0 | 0 | 0 | 0 | 0 | 0 | 0 | 0 | 0 | 0 | 0 | 0 | 0 | 0 | 0 | 0 | 0 | 0 | 0 | 0 | 0 | 0 | 0 | 0 | [7 empty] | 0 | 0 | 0 | 0 | 0 | 0 | 0 | 0 | 0 | 0 | 0 | 0 | 0 | 0 | 0 | 0 | 0 | 0 | 0 | 0 | 0 | 0 | 0 | 0 | 0 | 0 | 0 | 0 | 0 | 0 | 0 | 0 | 0 | 0 | 0 | 0 | 0 | 0 | 0 | 0 | 0 | 0 | 0 | 0 | 0 | 0 | 0 | 0 | 0 | 0 | 0 | 0 | 0 | 0 | 0 | 0 | 0 | 0 | 0 | [7 empty] | 0 | 0 | 0 | 0 | 0 | 0 | 0 | 0 | 0 | 0 | 0 | 0 | 0 | 0 | 0 | 0 | 0 | 0 | 0 | 0 | 0 | 0 | 0 | 0 | 0 | 0 | 0 | 0 | 0 | 0 | 0 | 0 | 0 | 0 | 0 | 0 | 0 | 0 | 0 | 0 | 0 | 0 | 0 | 0 | 0 | 0 | 0 | 0 | 0 | 0 | 0 | 0 | 0 | 0 | 0 | 0 | 0 | 0 | 0 | [7 empty] | 0 | 0 | 0 | 0 | 0 | 0 | 0 | 0 | 0 | 0 | 0 | 0 | 0 | 0 | 0 | 0 | 0 | 0 | 0 | 0 | 0 | 0 | 0 | 0 | 0 | 0 | 0 | 0 | 0 | 0 | 0 | 0 | 0 | 0 | 0 | 0 | 0 | 0 | 0 | 0 | 0 | 0 | 0 | 0 | 0 | 0 | 0 | 0 | 0 | 0 | 0 | 0 | 0 | 0 | 0 | 0 | 0 | 0 | 0
SH-G35 | Royalton | 199309 | 199309: Fay Brook Rd. | 599580 | 476994 | 1PH | UG | Zone 3 | 210 | 69431.1 | 86.72% | 13.28% | 50% | 98% | 83.36% | 387.6035 | 354.6419 | 323.1326 | 293.0117 | 264.218 | 236.6931 | 210.3809 | 185.2281 | 161.1836 | 138.1985 | 59.3627 | 54.3145 | 49.4888 | 44.8757 | 40.4658 | 36.2503 | 32.2205 | 28.3683 | 24.6858 | 21.1655 | 8139.6736 | 7447.4795 | 6785.7851 | 6153.2464 | 5548.5787 | 4970.5541 | 4417.9985 | 3889.7898 | 3384.8551 | 2902.1689 | 230624.0839 | 211011.9191 | 192263.91 | 174341.98 | 157209.7303 | 140832.3656 | 125176.6243 | 110210.7098 | 95904.2269 | 82228.1195 | 238763.7575 | 218459.3986 | 199049.6951 | 180495.2264 | 162758.309 | 145802.9197 | 129594.6228 | 114100.4995 | 99289.0819 | 85130.2884 | 25.1076 | 4.9007 | 4.4839 | 4.0855 | 3.7047 | 3.3406 | 2.9926 | 2.66 | 2.3419 | 2.0379 | 1.7473 | 2313.1173 | 2116.4109 | 1928.3718 | 1748.6181 | 1576.7848 | 1412.5228 | 1255.4986 | 1105.3932 | 961.9018 | 824.733 | 0 | 0 | 0 | 0 | 0 | 0 | 0 | 0 | 0 | 0 | 0 | 0 | 0 | 0 | 0 | 0 | 0 | 0 | 0 | 0 | 422.0844 | 427.4842 | 428.1616 | 423.4128 | 424.4469 | 426.1854 | 425.5162 | 425.9445 | 429.8198 | 431.8134 | 432.1132 | 435.5815 | 432.9622 | 433.6721 | 440.2974 | 442.2146 | 437.4123 | 437.1253 | 437.4605 | 437.2427 | 433.9998 | 434.6 | 435.6949 | 436.0368 | 439.249 | 440.6687 | 442.4365 | 448.6481 | 451.9199 | 452.8885 | 452.2967 | 453.1348 | 453.7096 | 454.3044 | 453.6819 | 452.3238 | 453.0594 | 449.0574 | 449.0866 | 451.067 | 451.8289 | 454.3464 | 454.4176 | 460.3508 | 460.0277 | 465.6763 | 469.6461 | 469.8036 | 474.7977 | 472.869 | 474.4542 | 476.5397 | 482.9629 | 486.2722 | 482.4103 | 484.6549 | 487.632 | 485.3591 | 484.5172 | 486.982 | 486.2147 | 486.5465 | 489.9413 | 485.9426 | 484.0439 | 64.6436 | 65.4705 | 65.5743 | 64.847 | 65.0054 | 65.2716 | 65.1691 | 65.2347 | 65.8283 | 66.1336 | 66.1795 | 66.7107 | 66.3095 | 66.4182 | 67.4329 | 67.7266 | 66.9911 | 66.9471 | 66.9985 | 66.9651 | 66.4684 | 66.5604 | 66.7281 | 66.7804 | 67.2724 | 67.4898 | 67.7605 | 68.7119 | 69.213 | 69.3613 | 69.2707 | 69.399 | 69.4871 | 69.5781 | 69.4828 | 69.2748 | 69.3875 | 68.7746 | 68.779 | 69.0823 | 69.199 | 69.5846 | 69.5955 | 70.5042 | 70.4547 | 71.3198 | 71.9278 | 71.9519 | 72.7168 | 72.4214 | 72.6642 | 72.9836 | 73.9673 | 74.4741 | 73.8827 | 74.2264 | 74.6824 | 74.3343 | 74.2053 | 74.5828 | 74.4653 | 74.5161 | 75.0361 | 74.4236 | 74.1329 | 387.6035 | 359.1788 | 327.7851 | 293.9339 | 265.6969 | 238.9927 | 212.0914 | 186.922 | 164.1375 | 141.384 | 141.4821 | 142.6177 | 141.7601 | 141.9925 | 144.1618 | 144.7895 | 143.2172 | 143.1232 | 143.233 | 143.1616 | 142.0998 | 142.2964 | 142.6549 | 142.7668 | 143.8185 | 144.2834 | 144.8622 | 146.896 | 147.9672 | 148.2844 | 148.0906 | 148.365 | 148.5532 | 148.7479 | 148.5441 | 148.0995 | 148.3403 | 147.03 | 147.0396 | 147.688 | 147.9374 | 148.7617 | 148.785 | 150.7276 | 150.6219 | 152.4713 | 153.7711 | 153.8227 | 155.4578 | 154.8263 | 155.3454 | 156.0282 | 158.1313 | 159.2148 | 157.9504 | 158.6853 | 64.5742 | 55.7788 | 47.576 | 40.0297 | 32.5333 | 25.4447 | 18.7775 | 12.1344 | 5.9073 | 59.3627 | 55.0094 | 50.2013 | 45.0169 | 40.6923 | 36.6025 | 32.4825 | 28.6277 | 25.1382 | 21.6534 | 21.6684 | 21.8424 | 21.711 | 21.7466 | 22.0788 | 22.175 | 21.9342 | 21.9198 | 21.9366 | 21.9257 | 21.763 | 21.7931 | 21.848 | 21.8652 | 22.0263 | 22.0975 | 22.1861 | 22.4976 | 22.6616 | 22.7102 | 22.6805 | 22.7226 | 22.7514 | 22.7812 | 22.75 | 22.6819 | 22.7188 | 22.5181 | 22.5196 | 22.6189 | 22.6571 | 22.7833 | 22.7869 | 23.0844 | 23.0682 | 23.3515 | 23.5505 | 23.5584 | 23.8089 | 23.7121 | 23.7916 | 23.8962 | 24.2183 | 24.3843 | 24.1906 | 24.3032 | 9.8897 | 8.5427 | 7.2864 | 6.1307 | 4.9826 | 3.8969 | 2.8758 | 1.8584 | 0.90473 | 9075.3099 | 8594.7926 | 8016.1306 | 7346.427 | 6786.7807 | 6238.9711 | 5658.5106 | 5096.717 | 4573.9225 | 4026.5402 | 4117.9807 | 4242.3559 | 4309.6162 | 4411.649 | 4577.5853 | 4698.6632 | 4749.8856 | 4851.1978 | 4961.7267 | 5068.3591 | 5141.4457 | 5261.8249 | 5391.1331 | 5514.0616 | 5676.8853 | 5820.529 | 5972.4433 | 6189.5327 | 6371.8323 | 6525.9711 | 6660.8265 | 6819.9794 | 6978.8598 | 7141.7444 | 7288.8618 | 7426.9185 | 7602.6548 | 7701.2789 | 7871.2189 | 8079.8602 | 8271.5653 | 8500.6399 | 8689.0169 | 8996.1194 | 9187.5816 | 9505.0025 | 9796.9252 | 10015.8139 | 10344.974 | 10529.6161 | 10797.3428 | 11083.3887 | 11479.9029 | 11812.851 | 11976.8547 | 12297.2981 | 5114.2599 | 4514.8552 | 3935.6232 | 3384.2243 | 2810.9621 | 2246.8621 | 1694.5954 | 1119.1742 | 556.8305 | 257133.7819 | 243519.1234 | 227123.6992 | 208148.7637 | 192292.1207 | 176770.8468 | 160324.4682 | 144406.9819 | 129594.4697 | 114085.3054 | 116676.1202 | 120200.0828 | 122105.7921 | 124996.7211 | 129698.2513 | 133128.7905 | 134580.0912 | 137450.6038 | 140582.2571 | 143603.5065 | 145674.2941 | 149085.0399 | 152748.7699 | 156231.7454 | 160845.0826 | 164914.9872 | 169219.2275 | 175370.0932 | 180535.2494 | 184902.5146 | 188723.4166 | 193232.7509 | 197734.3622 | 202349.4259 | 206517.7519 | 210429.358 | 215408.5514 | 218202.9011 | 223017.8684 | 228929.3732 | 234361.0175 | 240851.4643 | 246188.812 | 254890.0489 | 260314.8133 | 269308.4036 | 277579.5471 | 283781.3938 | 293107.5973 | 298339.1233 | 305924.7113 | 314029.3479 | 325263.9156 | 334697.4463 | 339344.2154 | 348423.445 | 144904.0318 | 127920.8984 | 111509.3253 | 95886.3539 | 79643.9272 | 63661.092 | 48013.5359 | 31709.9346 | 15776.8631 | [7 empty] | 0 | 0 | 0 | 0 | 0 | 0 | 0 | 0 | 0 | 0 | 0 | 0 | 0 | 0 | 0 | 0 | 0 | 0 | 0 | 0 | 0 | 0 | 0 | 0 | 0 | 0 | 0 | 0 | 0 | 0 | 0 | 0 | 0 | 0 | 0 | 0 | 0 | 0 | 0 | 0 | 0 | 0 | 0 | 0 | 0 | 0 | 0 | 0 | 0 | 0 | 0 | 0 | 0 | 0 | 0 | 0 | 0 | 0 | 0 | [7 empty] | 0 | 0 | 0 | 0 | 0 | 0 | 0 | 0 | 0 | 0 | 0 | 0 | 0 | 0 | 0 | 0 | 0 | 0 | 0 | 0 | 0 | 0 | 0 | 0 | 0 | 0 | 0 | 0 | 0 | 0 | 0 | 0 | 0 | 0 | 0 | 0 | 0 | 0 | 0 | 0 | 0 | 0 | 0 | 0 | 0 | 0 | 0 | 0 | 0 | 0 | 0 | 0 | 0 | 0 | 0 | 0 | 0 | 0 | 0 | [7 empty] | 0 | 0 | 0 | 0 | 0 | 0 | 0 | 0 | 0 | 0 | 0 | 0 | 0 | 0 | 0 | 0 | 0 | 0 | 0 | 0 | 0 | 0 | 0 | 0 | 0 | 0 | 0 | 0 | 0 | 0 | 0 | 0 | 0 | 0 | 0 | 0 | 0 | 0 | 0 | 0 | 0 | 0 | 0 | 0 | 0 | 0 | 0 | 0 | 0 | 0 | 0 | 0 | 0 | 0 | 0 | 0 | 0 | 0 | 0 | [7 empty] | 0 | 0 | 0 | 0 | 0 | 0 | 0 | 0 | 0 | 0 | 0 | 0 | 0 | 0 | 0 | 0 | 0 | 0 | 0 | 0 | 0 | 0 | 0 | 0 | 0 | 0 | 0 | 0 | 0 | 0 | 0 | 0 | 0 | 0 | 0 | 0 | 0 | 0 | 0 | 0 | 0 | 0 | 0 | 0 | 0 | 0 | 0 | 0 | 0 | 0 | 0 | 0 | 0 | 0 | 0 | 0 | 0 | 0 | 0
SH-G35 | Royalton | 199373 | 199373: FAY BROOK RD P.44 -P.75 | 617377 | 476994 | 1PH | UG | Zone 3 | 135 | 86792.1 | 86.72% | 13.28% | 50% | 98% | 83.36% | 249.1737 | 227.9841 | 207.7281 | 188.3647 | 169.8545 | 152.1598 | 135.2449 | 119.0752 | 103.618 | 88.8419 | 38.1617 | 34.9165 | 31.8142 | 28.8486 | 26.0137 | 23.3038 | 20.7132 | 18.2367 | 15.8694 | 13.6064 | 5232.6473 | 4787.6654 | 4362.2904 | 3955.6584 | 3566.9435 | 3195.3562 | 2840.1419 | 2500.5791 | 2175.9783 | 1865.68 | 148258.3397 | 135650.5194 | 123598.2279 | 112076.9872 | 101063.398 | 90535.0922 | 80470.687 | 70849.742 | 61652.7173 | 52860.934 | 153490.987 | 140438.1848 | 127960.5183 | 116032.6455 | 104630.3415 | 93730.4484 | 83310.8289 | 73350.3211 | 63828.6955 | 54726.614 | 25.1076 | 3.1504 | 2.8825 | 2.6264 | 2.3816 | 2.1476 | 1.9238 | 1.71 | 1.5055 | 1.3101 | 1.1233 | 1487.004 | 1360.5499 | 1239.6676 | 1124.1117 | 1013.6474 | 908.0504 | 807.1063 | 710.6099 | 618.3655 | 530.1855 | 0 | 0 | 0 | 0 | 0 | 0 | 0 | 0 | 0 | 0 | 0 | 0 | 0 | 0 | 0 | 0 | 0 | 0 | 0 | 0 | 271.34 | 274.8113 | 275.2468 | 272.194 | 272.8587 | 273.9763 | 273.5461 | 273.8214 | 276.3127 | 277.5943 | 277.787 | 280.0167 | 278.3329 | 278.7892 | 283.0483 | 284.2808 | 281.1936 | 281.0091 | 281.2246 | 281.0846 | 278.9999 | 279.3857 | 280.0896 | 280.3094 | 282.3744 | 283.287 | 284.4234 | 288.4166 | 290.5199 | 291.1426 | 290.7622 | 291.301 | 291.6705 | 292.0528 | 291.6526 | 290.7796 | 291.2525 | 288.6798 | 288.6985 | 289.9717 | 290.4615 | 292.0798 | 292.1256 | 295.9398 | 295.7321 | 299.3633 | 301.9154 | 302.0166 | 305.2271 | 303.9872 | 305.0062 | 306.3469 | 310.4762 | 312.6035 | 310.1209 | 311.5639 | 313.4777 | 312.0166 | 311.4754 | 313.0599 | 312.5666 | 312.7799 | 314.9623 | 312.3917 | 311.1711 | 41.5566 | 42.0882 | 42.1549 | 41.6874 | 41.7892 | 41.9603 | 41.8944 | 41.9366 | 42.3182 | 42.5144 | 42.544 | 42.8854 | 42.6276 | 42.6974 | 43.3497 | 43.5385 | 43.0657 | 43.0374 | 43.0704 | 43.049 | 42.7297 | 42.7888 | 42.8966 | 42.9303 | 43.2465 | 43.3863 | 43.5603 | 44.1719 | 44.494 | 44.5894 | 44.5311 | 44.6137 | 44.6703 | 44.7288 | 44.6675 | 44.5338 | 44.6062 | 44.2122 | 44.2151 | 44.4101 | 44.4851 | 44.7329 | 44.74 | 45.3241 | 45.2923 | 45.8484 | 46.2393 | 46.2548 | 46.7465 | 46.5566 | 46.7127 | 46.918 | 47.5504 | 47.8762 | 47.496 | 47.717 | 48.0101 | 47.7863 | 47.7034 | 47.9461 | 47.8706 | 47.9032 | 48.2375 | 47.8438 | 47.6568 | 249.1737 | 230.9007 | 210.719 | 188.9575 | 170.8051 | 153.6382 | 136.3444 | 120.1642 | 105.517 | 90.8897 | 90.9528 | 91.6828 | 91.1315 | 91.2809 | 92.6754 | 93.079 | 92.0682 | 92.0078 | 92.0783 | 92.0325 | 91.3499 | 91.4762 | 91.7067 | 91.7787 | 92.4548 | 92.7536 | 93.1257 | 94.4331 | 95.1218 | 95.3257 | 95.2011 | 95.3775 | 95.4985 | 95.6237 | 95.4927 | 95.2068 | 95.3616 | 94.5193 | 94.5254 | 94.9423 | 95.1026 | 95.6325 | 95.6475 | 96.8963 | 96.8283 | 98.0173 | 98.8529 | 98.886 | 99.9372 | 99.5312 | 99.8649 | 100.3038 | 101.6558 | 102.3524 | 101.5395 | 102.012 | 41.512 | 35.8578 | 30.5846 | 25.7334 | 20.9142 | 16.3573 | 12.0712 | 7.8007 | 3.7976 | 38.1617 | 35.3632 | 32.2723 | 28.9394 | 26.1593 | 23.5302 | 20.8816 | 18.4035 | 16.1603 | 13.92 | 13.9297 | 14.0415 | 13.9571 | 13.98 | 14.1935 | 14.2553 | 14.1005 | 14.0913 | 14.1021 | 14.0951 | 13.9905 | 14.0099 | 14.0452 | 14.0562 | 14.1597 | 14.2055 | 14.2625 | 14.4627 | 14.5682 | 14.5994 | 14.5803 | 14.6074 | 14.6259 | 14.6451 | 14.625 | 14.5812 | 14.6049 | 14.4759 | 14.4769 | 14.5407 | 14.5653 | 14.6464 | 14.6487 | 14.84 | 14.8296 | 15.0117 | 15.1396 | 15.1447 | 15.3057 | 15.2435 | 15.2946 | 15.3619 | 15.5689 | 15.6756 | 15.5511 | 15.6235 | 6.3577 | 5.4917 | 4.6841 | 3.9411 | 3.2031 | 2.5052 | 1.8487 | 1.1947 | 0.58161 | 5834.1278 | 5525.2238 | 5153.2268 | 4722.703 | 4362.9305 | 4010.7671 | 3637.614 | 3276.4609 | 2940.3787 | 2588.4901 | 2647.2733 | 2727.2288 | 2770.4676 | 2836.0601 | 2942.7334 | 3020.5692 | 3053.4979 | 3118.6271 | 3189.6815 | 3258.2308 | 3305.2151 | 3382.6017 | 3465.7284 | 3544.7539 | 3649.4262 | 3741.7686 | 3839.4279 | 3978.9853 | 4096.1779 | 4195.2671 | 4281.9599 | 4384.2725 | 4486.4099 | 4591.1214 | 4685.6969 | 4774.4476 | 4887.4209 | 4950.8221 | 5060.0693 | 5194.1959 | 5317.4348 | 5464.6971 | 5585.7966 | 5783.2196 | 5906.3025 | 6110.3587 | 6298.0233 | 6438.7375 | 6650.3404 | 6769.0389 | 6941.1489 | 7125.0356 | 7379.9376 | 7593.9757 | 7699.4066 | 7905.4059 | 3287.7385 | 2902.4069 | 2530.0435 | 2175.5727 | 1807.0471 | 1444.4113 | 1089.3827 | 719.4691 | 357.9624 | 165300.2884 | 156548.0079 | 146008.0923 | 133809.9195 | 123616.3633 | 113638.4015 | 103065.7296 | 92833.0598 | 83310.7305 | 73340.5535 | 75006.0773 | 77271.4818 | 78496.5806 | 80355.035 | 83377.4473 | 85582.7939 | 86515.7729 | 88361.1024 | 90374.3082 | 92316.5399 | 93647.7605 | 95840.3828 | 98195.6378 | 100434.6935 | 103400.4103 | 106016.7775 | 108783.7891 | 112737.917 | 116058.3746 | 118865.9023 | 121322.1964 | 124221.0542 | 127114.9471 | 130081.7738 | 132761.4119 | 135276.0159 | 138476.9259 | 140273.2936 | 143368.6297 | 147168.8828 | 150660.6541 | 154833.0842 | 158264.2363 | 163857.8886 | 167345.2371 | 173126.8309 | 178443.9946 | 182430.896 | 188426.3125 | 191789.4364 | 196665.8858 | 201876.0093 | 209098.2315 | 215162.644 | 218149.8528 | 223986.5004 | 93152.5919 | 82234.8633 | 71684.5662 | 61641.2275 | 51199.6675 | 40924.9877 | 30865.8445 | 20384.958 | 10142.2692 | [7 empty] | 0 | 0 | 0 | 0 | 0 | 0 | 0 | 0 | 0 | 0 | 0 | 0 | 0 | 0 | 0 | 0 | 0 | 0 | 0 | 0 | 0 | 0 | 0 | 0 | 0 | 0 | 0 | 0 | 0 | 0 | 0 | 0 | 0 | 0 | 0 | 0 | 0 | 0 | 0 | 0 | 0 | 0 | 0 | 0 | 0 | 0 | 0 | 0 | 0 | 0 | 0 | 0 | 0 | 0 | 0 | 0 | 0 | 0 | 0 | [7 empty] | 0 | 0 | 0 | 0 | 0 | 0 | 0 | 0 | 0 | 0 | 0 | 0 | 0 | 0 | 0 | 0 | 0 | 0 | 0 | 0 | 0 | 0 | 0 | 0 | 0 | 0 | 0 | 0 | 0 | 0 | 0 | 0 | 0 | 0 | 0 | 0 | 0 | 0 | 0 | 0 | 0 | 0 | 0 | 0 | 0 | 0 | 0 | 0 | 0 | 0 | 0 | 0 | 0 | 0 | 0 | 0 | 0 | 0 | 0 | [7 empty] | 0 | 0 | 0 | 0 | 0 | 0 | 0 | 0 | 0 | 0 | 0 | 0 | 0 | 0 | 0 | 0 | 0 | 0 | 0 | 0 | 0 | 0 | 0 | 0 | 0 | 0 | 0 | 0 | 0 | 0 | 0 | 0 | 0 | 0 | 0 | 0 | 0 | 0 | 0 | 0 | 0 | 0 | 0 | 0 | 0 | 0 | 0 | 0 | 0 | 0 | 0 | 0 | 0 | 0 | 0 | 0 | 0 | 0 | 0 | [7 empty] | 0 | 0 | 0 | 0 | 0 | 0 | 0 | 0 | 0 | 0 | 0 | 0 | 0 | 0 | 0 | 0 | 0 | 0 | 0 | 0 | 0 | 0 | 0 | 0 | 0 | 0 | 0 | 0 | 0 | 0 | 0 | 0 | 0 | 0 | 0 | 0 | 0 | 0 | 0 | 0 | 0 | 0 | 0 | 0 | 0 | 0 | 0 | 0 | 0 | 0 | 0 | 0 | 0 | 0 | 0 | 0 | 0 | 0 | 0
EL-G40 | White River Jct | 199494 | 199494: L3P52 | 619216 | 620436 | 3PH | OH | Zone 2 | 840 | 222700.5 | 85.29% | 14.71% | 100% | 90% | 80.33% | 852.2572 | 788.7659 | 728.0721 | 670.0527 | 614.5898 | 561.5706 | 510.8876 | 462.4378 | 416.1228 | 371.8486 | 146.9749 | 136.0256 | 125.5587 | 115.5531 | 105.9883 | 96.8449 | 88.1045 | 79.7491 | 71.7619 | 64.1267 | 17897.4002 | 16564.0831 | 15289.5148 | 14071.1069 | 12906.3848 | 11792.9829 | 10728.64 | 9711.1944 | 8738.5798 | 7808.8207 | 570997.4961 | 528459.4322 | 487795.6902 | 448923.6835 | 411764.4642 | 376242.5629 | 342285.8359 | 309825.318 | 278795.083 | 249132.1093 | 588894.8963 | 545023.5152 | 503085.2051 | 462994.7905 | 424670.849 | 388035.5458 | 353014.4759 | 319536.5124 | 287533.6627 | 256940.93 | 11.0221 | 3.7838 | 3.5019 | 3.2324 | 2.9749 | 2.7286 | 2.4932 | 2.2682 | 2.0531 | 1.8475 | 1.6509 | 1785.9494 | 1652.9001 | 1525.7132 | 1404.1305 | 1287.905 | 1176.8006 | 1070.5917 | 969.0627 | 872.0072 | 779.2282 | 0 | 0 | 0 | 0 | 0 | 0 | 0 | 0 | 0 | 0 | 0 | 0 | 0 | 0 | 0 | 0 | 0 | 0 | 0 | 0 | 918.675 | 927.7493 | 930.8381 | 923.4263 | 925.0004 | 927.4148 | 923.6532 | 919.9918 | 930.6531 | 935.682 | 936.2877 | 945.3459 | 941.8125 | 943.9555 | 958.4133 | 960.8072 | 952.8976 | 953.8086 | 957.4203 | 953.0957 | 948.3945 | 951.7313 | 954.5179 | 958.2456 | 962.5322 | 966.9859 | 974.0987 | 985.5325 | 990.7569 | 994.2435 | 994.7281 | 991.7998 | 994.8893 | 996.2062 | 994.7709 | 990.4552 | 986.6462 | 975.2512 | 977.0711 | 984.3595 | 979.6426 | 984.1858 | 990.4417 | 1001.2689 | 1001.0069 | 1010.8929 | 1019.5687 | 1022.5135 | 1032.6721 | 1027.715 | 1028.2078 | 1035.3699 | 1051.1825 | 1059.506 | 1048.6709 | 1049.3863 | 1049.9992 | 1048.4681 | 1046.7184 | 1054.7731 | 1053.7941 | 1055.7822 | 1062.9849 | 1051.9241 | 1045.5581 | 158.4289 | 159.9938 | 160.5265 | 159.2483 | 159.5197 | 159.9361 | 159.2874 | 158.656 | 160.4946 | 161.3618 | 161.4663 | 163.0284 | 162.4191 | 162.7886 | 165.2819 | 165.6948 | 164.3307 | 164.4878 | 165.1107 | 164.3649 | 163.5541 | 164.1296 | 164.6101 | 165.253 | 165.9922 | 166.7603 | 167.9869 | 169.9587 | 170.8597 | 171.461 | 171.5445 | 171.0396 | 171.5723 | 171.7995 | 171.5519 | 170.8077 | 170.1508 | 168.1857 | 168.4995 | 169.7564 | 168.943 | 169.7265 | 170.8053 | 172.6725 | 172.6273 | 174.3322 | 175.8284 | 176.3362 | 178.0881 | 177.2333 | 177.3182 | 178.5534 | 181.2803 | 182.7157 | 180.8472 | 180.9705 | 181.0763 | 180.8122 | 180.5105 | 181.8995 | 181.7307 | 182.0736 | 183.3157 | 181.4082 | 180.3104 | 852.2572 | 796.557 | 737.7117 | 673.5182 | 618.8215 | 566.9131 | 513.6561 | 463.1007 | 421.5485 | 378.7325 | 378.9776 | 382.6441 | 381.2139 | 382.0813 | 387.9333 | 388.9023 | 385.7008 | 386.0695 | 387.5314 | 385.7809 | 383.8781 | 385.2287 | 386.3566 | 387.8655 | 389.6005 | 391.4032 | 394.2823 | 398.9103 | 401.0249 | 402.4362 | 402.6324 | 401.4471 | 402.6976 | 403.2306 | 402.6497 | 400.9028 | 399.3611 | 394.7488 | 395.4854 | 398.4355 | 396.5262 | 398.3652 | 400.8974 | 405.2799 | 405.1738 | 409.1753 | 412.687 | 204.8877 | 179.576 | 152.6973 | 127.8882 | 104.8274 | 83.1825 | 61.4435 | 39.6234 | 19.3786 | 0 | 0 | 0 | 0 | 0 | 0 | 0 | 0 | 0 | 146.9749 | 137.3692 | 127.2211 | 116.1507 | 106.7181 | 97.7663 | 88.5819 | 79.8634 | 72.6976 | 65.3138 | 65.3561 | 65.9884 | 65.7417 | 65.8913 | 66.9005 | 67.0676 | 66.5155 | 66.5791 | 66.8312 | 66.5294 | 66.2012 | 66.4341 | 66.6286 | 66.8888 | 67.1881 | 67.4989 | 67.9954 | 68.7936 | 69.1582 | 69.4016 | 69.4354 | 69.231 | 69.4467 | 69.5386 | 69.4384 | 69.1372 | 68.8713 | 68.0759 | 68.2029 | 68.7117 | 68.3824 | 68.6995 | 69.1362 | 69.892 | 69.8737 | 70.5638 | 71.1694 | 35.3336 | 30.9685 | 26.3332 | 22.0548 | 18.0779 | 14.3451 | 10.5962 | 6.8332 | 3.3419 | 0 | 0 | 0 | 0 | 0 | 0 | 0 | 0 | 0 | 19954.6644 | 19060.8177 | 18041.0679 | 16833.5524 | 15806.7548 | 14799.4228 | 13704.1344 | 12627.1537 | 11747.0399 | 10786.0991 | 11030.5281 | 11382.2634 | 11589.1945 | 11871.107 | 12318.0914 | 12620.5339 | 12792.0055 | 13085.9274 | 13424.4597 | 13657.8255 | 13889.4484 | 14244.9588 | 14600.9742 | 14980.4724 | 15378.5292 | 15789.5805 | 16255.6486 | 16808.2764 | 17269.121 | 17711.1513 | 18109.6192 | 18453.5464 | 18918.2718 | 19360.0676 | 19757.4811 | 20104.5453 | 20467.828 | 20676.5315 | 21170.8487 | 21798.0034 | 22170.8092 | 22763.6474 | 23412.3272 | 24188.9665 | 24714.653 | 25507.8306 | 26292.7342 | 13340.7935 | 11949.9231 | 10384.8196 | 8888.922 | 7446.3666 | 6038.8216 | 4558.7667 | 3004.5118 | 1501.7428 | 0 | 0 | 0 | 0 | 0 | 0 | 0 | 0 | 0 | 636632.3201 | 608115.0928 | 575581.0594 | 537056.5635 | 504297.6821 | 472159.8271 | 437215.8157 | 402855.8938 | 374776.7996 | 344119.0058 | 351917.2535 | 363138.9944 | 369740.9106 | 378735.0283 | 392995.5882 | 402644.6961 | 408115.315 | 417492.5783 | 428293.0908 | 435738.3781 | 443128.0631 | 454470.2425 | 465828.5338 | 477936.0204 | 490635.5982 | 503749.7537 | 518619.1604 | 536250.1597 | 550952.917 | 565055.4229 | 577768.1172 | 588740.7473 | 603567.3171 | 617662.3405 | 630341.3977 | 641414.11 | 653004.2579 | 659662.721 | 675433.3859 | 695442.0891 | 707336.0593 | 726249.9325 | 746945.3694 | 771723.2197 | 788494.6867 | 813800.175 | 838841.6886 | 425623.8111 | 381249.5719 | 331316.6118 | 283591.5908 | 237568.3965 | 192662.1725 | 145442.5984 | 95855.7502 | 47911.5056 | 0 | 0 | 0 | 0 | 0 | 0 | 0 | 0 | 0 | [7 empty] | 0 | 0 | 0 | 0 | 0 | 0 | 0 | 0 | 0 | 0 | 0 | 0 | 0 | 0 | 0 | 0 | 0 | 0 | 0 | 0 | 0 | 0 | 0 | 0 | 0 | 0 | 0 | 0 | 0 | 0 | 0 | 0 | 0 | 0 | 0 | 0 | 0 | 0 | 0 | 0 | 0 | 0 | 0 | 0 | 0 | 0 | 0 | 0 | 0 | 0 | 0 | 0 | 0 | 0 | 0 | 0 | 0 | 0 | 0 | [7 empty] | 0 | 0 | 0 | 0 | 0 | 0 | 0 | 0 | 0 | 0 | 0 | 0 | 0 | 0 | 0 | 0 | 0 | 0 | 0 | 0 | 0 | 0 | 0 | 0 | 0 | 0 | 0 | 0 | 0 | 0 | 0 | 0 | 0 | 0 | 0 | 0 | 0 | 0 | 0 | 0 | 0 | 0 | 0 | 0 | 0 | 0 | 0 | 0 | 0 | 0 | 0 | 0 | 0 | 0 | 0 | 0 | 0 | 0 | 0 | [7 empty] | 0 | 0 | 0 | 0 | 0 | 0 | 0 | 0 | 0 | 0 | 0 | 0 | 0 | 0 | 0 | 0 | 0 | 0 | 0 | 0 | 0 | 0 | 0 | 0 | 0 | 0 | 0 | 0 | 0 | 0 | 0 | 0 | 0 | 0 | 0 | 0 | 0 | 0 | 0 | 0 | 0 | 0 | 0 | 0 | 0 | 0 | 0 | 0 | 0 | 0 | 0 | 0 | 0 | 0 | 0 | 0 | 0 | 0 | 0 | [7 empty] | 0 | 0 | 0 | 0 | 0 | 0 | 0 | 0 | 0 | 0 | 0 | 0 | 0 | 0 | 0 | 0 | 0 | 0 | 0 | 0 | 0 | 0 | 0 | 0 | 0 | 0 | 0 | 0 | 0 | 0 | 0 | 0 | 0 | 0 | 0 | 0 | 0 | 0 | 0 | 0 | 0 | 0 | 0 | 0 | 0 | 0 | 0 | 0 | 0 | 0 | 0 | 0 | 0 | 0 | 0 | 0 | 0 | 0 | 0
SH-G35 | Royalton | 199498 | 199498: Brk Rd. P.75-L.81P.76 | 617059 | 476994, 618154 | 1PH | UG | Zone 3 | 107 | 173545.2 | 86.72% | 13.28% | 50% | 98% | 83.36% | 197.4932 | 180.6985 | 164.6438 | 149.2965 | 134.6254 | 120.6007 | 107.1941 | 94.3781 | 82.1269 | 70.4154 | 30.2467 | 27.6745 | 25.2157 | 22.8652 | 20.6183 | 18.4704 | 16.4171 | 14.4543 | 12.578 | 10.7843 | 4147.3575 | 3794.6681 | 3457.5191 | 3135.2255 | 2827.133 | 2532.6157 | 2251.0754 | 1981.9405 | 1724.6642 | 1478.7242 | 117508.4618 | 107515.5969 | 97963.0399 | 88831.3898 | 80102.1007 | 71757.4434 | 63780.4705 | 56154.9807 | 48865.487 | 41897.1847 | 121655.8193 | 111310.265 | 101420.5589 | 91966.6153 | 82929.2336 | 74290.0591 | 66031.5459 | 58136.9212 | 50590.1513 | 43375.9089 | 25.1076 | 2.497 | 2.2847 | 2.0817 | 1.8876 | 1.7021 | 1.5248 | 1.3553 | 1.1933 | 1.0384 | 0.8903 | 1178.5884 | 1078.3617 | 982.5513 | 890.9626 | 803.4094 | 719.714 | 639.7064 | 563.2242 | 490.1119 | 420.2211 | 0 | 0 | 0 | 0 | 0 | 0 | 0 | 0 | 0 | 0 | 0 | 0 | 0 | 0 | 0 | 0 | 0 | 0 | 0 | 0 | 215.0621 | 217.8134 | 218.1585 | 215.7389 | 216.2658 | 217.1516 | 216.8106 | 217.0288 | 219.0034 | 220.0192 | 220.172 | 221.9391 | 220.6046 | 220.9663 | 224.342 | 225.3189 | 222.872 | 222.7257 | 222.8966 | 222.7855 | 221.1332 | 221.4391 | 221.9969 | 222.1711 | 223.8078 | 224.5312 | 225.4319 | 228.5969 | 230.2639 | 230.7575 | 230.4559 | 230.883 | 231.1758 | 231.4789 | 231.1617 | 230.4698 | 230.8446 | 228.8054 | 228.8203 | 229.8294 | 230.2176 | 231.5003 | 231.5366 | 234.5597 | 234.3951 | 237.2731 | 239.2959 | 239.3761 | 241.9207 | 240.938 | 241.7457 | 242.8083 | 246.0811 | 247.7672 | 245.7995 | 246.9432 | 248.4601 | 247.302 | 246.8731 | 248.1289 | 247.738 | 247.907 | 249.6368 | 247.5993 | 246.6319 | 32.9374 | 33.3588 | 33.4117 | 33.0411 | 33.1218 | 33.2575 | 33.2052 | 33.2387 | 33.5411 | 33.6966 | 33.72 | 33.9907 | 33.7863 | 33.8417 | 34.3587 | 34.5083 | 34.1335 | 34.1111 | 34.1373 | 34.1203 | 33.8672 | 33.9141 | 33.9995 | 34.0262 | 34.2769 | 34.3877 | 34.5256 | 35.0103 | 35.2656 | 35.3412 | 35.2951 | 35.3605 | 35.4053 | 35.4517 | 35.4031 | 35.2972 | 35.3546 | 35.0423 | 35.0446 | 35.1991 | 35.2586 | 35.455 | 35.4606 | 35.9236 | 35.8983 | 36.3391 | 36.6489 | 36.6612 | 37.0509 | 36.9004 | 37.0241 | 37.1869 | 37.6881 | 37.9463 | 37.645 | 37.8201 | 38.0524 | 37.8751 | 37.8094 | 38.0017 | 37.9419 | 37.9677 | 38.2327 | 37.9206 | 37.7725 | 197.4932 | 183.0102 | 167.0143 | 149.7663 | 135.3789 | 121.7725 | 108.0656 | 95.2412 | 83.632 | 72.0385 | 72.0885 | 72.6671 | 72.2302 | 72.3486 | 73.4539 | 73.7737 | 72.9726 | 72.9247 | 72.9806 | 72.9442 | 72.4032 | 72.5034 | 72.686 | 72.7431 | 73.279 | 73.5158 | 73.8107 | 74.847 | 75.3928 | 75.5544 | 75.4557 | 75.5955 | 75.6914 | 75.7906 | 75.6868 | 75.4602 | 75.5829 | 74.9153 | 74.9202 | 75.2505 | 75.3776 | 75.7976 | 75.8095 | 76.7993 | 76.7454 | 77.6878 | 78.3501 | 78.3763 | 79.2095 | 78.8877 | 79.1522 | 79.5001 | 80.5717 | 81.1237 | 80.4795 | 80.8539 | 32.9021 | 28.4206 | 24.2411 | 20.3961 | 16.5765 | 12.9647 | 9.5676 | 6.1828 | 3.0099 | 30.2467 | 28.0286 | 25.5788 | 22.9372 | 20.7337 | 18.6498 | 16.5506 | 14.5865 | 12.8085 | 11.0329 | 11.0406 | 11.1292 | 11.0623 | 11.0804 | 11.2497 | 11.2987 | 11.176 | 11.1686 | 11.1772 | 11.1716 | 11.0888 | 11.1041 | 11.1321 | 11.1408 | 11.2229 | 11.2592 | 11.3043 | 11.4631 | 11.5466 | 11.5714 | 11.5563 | 11.5777 | 11.5924 | 11.6076 | 11.5917 | 11.557 | 11.5758 | 11.4735 | 11.4743 | 11.5249 | 11.5443 | 11.6086 | 11.6105 | 11.7621 | 11.7538 | 11.8981 | 11.9996 | 12.0036 | 12.1312 | 12.0819 | 12.1224 | 12.1757 | 12.3398 | 12.4244 | 12.3257 | 12.383 | 5.0391 | 4.3527 | 3.7126 | 3.1237 | 2.5387 | 1.9856 | 1.4653 | 0.94691 | 0.46098 | 4624.0865 | 4379.2515 | 4084.4094 | 3743.1794 | 3458.0264 | 3178.9043 | 2883.1459 | 2596.8987 | 2330.5224 | 2051.6181 | 2098.2092 | 2161.5813 | 2195.8521 | 2247.8402 | 2332.3887 | 2394.0808 | 2420.1798 | 2471.8008 | 2528.1179 | 2582.4496 | 2619.689 | 2681.0251 | 2746.9107 | 2809.5457 | 2892.5082 | 2965.6981 | 3043.1021 | 3153.7143 | 3246.6003 | 3325.1377 | 3393.8497 | 3474.9419 | 3555.8953 | 3638.8888 | 3713.8486 | 3784.1918 | 3873.7336 | 3923.9849 | 4010.5734 | 4116.8812 | 4214.5595 | 4331.2784 | 4427.261 | 4583.737 | 4681.2916 | 4843.0251 | 4991.7666 | 5103.2957 | 5271.0106 | 5365.0901 | 5501.5032 | 5647.2505 | 5849.2839 | 6018.9289 | 6102.4926 | 6265.7662 | 2605.8372 | 2300.4262 | 2005.2937 | 1724.3428 | 1432.2521 | 1144.8297 | 863.4367 | 570.2459 | 283.7184 | 131015.7841 | 124078.7914 | 115724.9324 | 106056.751 | 97977.4139 | 90068.9553 | 81689.1338 | 73578.7955 | 66031.4679 | 58129.1794 | 59449.2612 | 61244.8041 | 62215.8083 | 63688.8055 | 66084.3471 | 67832.2885 | 68571.7608 | 70034.3553 | 71630.0072 | 73169.4057 | 74224.5213 | 75962.3775 | 77829.1351 | 79603.7941 | 81954.3992 | 84028.1125 | 86221.2255 | 89355.2379 | 91987.008 | 94212.2337 | 96159.0742 | 98456.6874 | 100750.3655 | 103101.8503 | 105225.7117 | 107218.7681 | 109755.7857 | 111179.5734 | 113632.9139 | 116644.9664 | 119412.5184 | 122719.5556 | 125439.0614 | 129872.5487 | 132636.5954 | 137219.0437 | 141433.3883 | 144593.3768 | 149345.2996 | 152010.8866 | 155875.9243 | 160005.4296 | 165729.7094 | 170536.3179 | 172903.9574 | 177530.041 | 73832.0543 | 65178.7435 | 56816.6562 | 48856.3803 | 40580.4772 | 32436.8421 | 24464.0397 | 16156.9667 | 8038.6874 | [7 empty] | 0 | 0 | 0 | 0 | 0 | 0 | 0 | 0 | 0 | 0 | 0 | 0 | 0 | 0 | 0 | 0 | 0 | 0 | 0 | 0 | 0 | 0 | 0 | 0 | 0 | 0 | 0 | 0 | 0 | 0 | 0 | 0 | 0 | 0 | 0 | 0 | 0 | 0 | 0 | 0 | 0 | 0 | 0 | 0 | 0 | 0 | 0 | 0 | 0 | 0 | 0 | 0 | 0 | 0 | 0 | 0 | 0 | 0 | 0 | [7 empty] | 0 | 0 | 0 | 0 | 0 | 0 | 0 | 0 | 0 | 0 | 0 | 0 | 0 | 0 | 0 | 0 | 0 | 0 | 0 | 0 | 0 | 0 | 0 | 0 | 0 | 0 | 0 | 0 | 0 | 0 | 0 | 0 | 0 | 0 | 0 | 0 | 0 | 0 | 0 | 0 | 0 | 0 | 0 | 0 | 0 | 0 | 0 | 0 | 0 | 0 | 0 | 0 | 0 | 0 | 0 | 0 | 0 | 0 | 0 | [7 empty] | 0 | 0 | 0 | 0 | 0 | 0 | 0 | 0 | 0 | 0 | 0 | 0 | 0 | 0 | 0 | 0 | 0 | 0 | 0 | 0 | 0 | 0 | 0 | 0 | 0 | 0 | 0 | 0 | 0 | 0 | 0 | 0 | 0 | 0 | 0 | 0 | 0 | 0 | 0 | 0 | 0 | 0 | 0 | 0 | 0 | 0 | 0 | 0 | 0 | 0 | 0 | 0 | 0 | 0 | 0 | 0 | 0 | 0 | 0 | [7 empty] | 0 | 0 | 0 | 0 | 0 | 0 | 0 | 0 | 0 | 0 | 0 | 0 | 0 | 0 | 0 | 0 | 0 | 0 | 0 | 0 | 0 | 0 | 0 | 0 | 0 | 0 | 0 | 0 | 0 | 0 | 0 | 0 | 0 | 0 | 0 | 0 | 0 | 0 | 0 | 0 | 0 | 0 | 0 | 0 | 0 | 0 | 0 | 0 | 0 | 0 | 0 | 0 | 0 | 0 | 0 | 0 | 0 | 0 | 0
SH-G35 | Royalton | 199569 | 199569: Brook Rd. P.76 to 50X | 618225 | 618154 | 1PH | UG | Zone 3 | 42 | 97852.8 | 86.72% | 13.28% | 50% | 98% | 83.36% | 77.5207 | 70.9284 | 64.6265 | 58.6023 | 52.8436 | 47.3386 | 42.0762 | 37.0456 | 32.2367 | 27.6397 | 11.8725 | 10.8629 | 9.8978 | 8.9751 | 8.0932 | 7.2501 | 6.4441 | 5.6737 | 4.9372 | 4.2331 | 1627.9347 | 1489.4959 | 1357.157 | 1230.6493 | 1109.7157 | 994.1108 | 883.5997 | 777.958 | 676.971 | 580.4338 | 46124.8168 | 42202.3838 | 38452.782 | 34868.396 | 31441.9461 | 28166.4731 | 25035.3249 | 22042.142 | 19180.8454 | 16445.6239 | 47752.7515 | 43691.8797 | 39809.939 | 36099.0453 | 32551.6618 | 29160.5839 | 25918.9246 | 22820.0999 | 19857.8164 | 17026.0577 | 25.1076 | 0.98013 | 0.89678 | 0.81711 | 0.74094 | 0.66813 | 0.59853 | 0.53199 | 0.46839 | 0.40759 | 0.34946 | 462.6235 | 423.2822 | 385.6744 | 349.7236 | 315.357 | 282.5046 | 251.0997 | 221.0786 | 192.3804 | 164.9466 | 0 | 0 | 0 | 0 | 0 | 0 | 0 | 0 | 0 | 0 | 0 | 0 | 0 | 0 | 0 | 0 | 0 | 0 | 0 | 0 | 84.4169 | 85.4968 | 85.6323 | 84.6826 | 84.8894 | 85.2371 | 85.1032 | 85.1889 | 85.964 | 86.3627 | 86.4226 | 87.1163 | 86.5924 | 86.7344 | 88.0595 | 88.4429 | 87.4825 | 87.4251 | 87.4921 | 87.4485 | 86.8 | 86.92 | 87.139 | 87.2074 | 87.8498 | 88.1337 | 88.4873 | 89.7296 | 90.384 | 90.5777 | 90.4593 | 90.627 | 90.7419 | 90.8609 | 90.7364 | 90.4648 | 90.6119 | 89.8115 | 89.8173 | 90.2134 | 90.3658 | 90.8693 | 90.8835 | 92.0702 | 92.0055 | 93.1353 | 93.9292 | 93.9607 | 94.9595 | 94.5738 | 94.8908 | 95.3079 | 96.5926 | 97.2544 | 96.4821 | 96.931 | 97.5264 | 97.0718 | 96.9034 | 97.3964 | 97.2429 | 97.3093 | 97.9883 | 97.1885 | 96.8088 | 12.9287 | 13.0941 | 13.1149 | 12.9694 | 13.0011 | 13.0543 | 13.0338 | 13.0469 | 13.1657 | 13.2267 | 13.2359 | 13.3421 | 13.2619 | 13.2836 | 13.4866 | 13.5453 | 13.3982 | 13.3894 | 13.3997 | 13.393 | 13.2937 | 13.3121 | 13.3456 | 13.3561 | 13.4545 | 13.498 | 13.5521 | 13.7424 | 13.8426 | 13.8723 | 13.8541 | 13.8798 | 13.8974 | 13.9156 | 13.8966 | 13.855 | 13.8775 | 13.7549 | 13.7558 | 13.8165 | 13.8398 | 13.9169 | 13.9191 | 14.1008 | 14.0909 | 14.264 | 14.3856 | 14.3904 | 14.5434 | 14.4843 | 14.5328 | 14.5967 | 14.7935 | 14.8948 | 14.7765 | 14.8453 | 14.9365 | 14.8669 | 14.8411 | 14.9166 | 14.8931 | 14.9032 | 15.0072 | 14.8847 | 14.8266 | 77.5207 | 71.8358 | 65.557 | 58.7868 | 53.1394 | 47.7985 | 42.4183 | 37.3844 | 32.8275 | 28.2768 | 28.2964 | 28.5235 | 28.352 | 28.3985 | 28.8324 | 28.9579 | 28.6434 | 28.6246 | 28.6466 | 28.6323 | 28.42 | 28.4593 | 28.531 | 28.5534 | 28.7637 | 28.8567 | 28.9724 | 29.3792 | 29.5934 | 29.6569 | 29.6181 | 29.673 | 29.7106 | 29.7496 | 29.7088 | 29.6199 | 29.6681 | 29.406 | 29.4079 | 29.5376 | 29.5875 | 29.7523 | 29.757 | 30.1455 | 30.1244 | 30.4943 | 30.7542 | 30.7645 | 31.0916 | 30.9653 | 31.0691 | 31.2056 | 31.6263 | 31.843 | 31.5901 | 31.7371 | 12.9148 | 11.1558 | 9.5152 | 8.0059 | 6.5067 | 5.0889 | 3.7555 | 2.4269 | 1.1815 | 11.8725 | 11.0019 | 10.0403 | 9.0034 | 8.1385 | 7.3205 | 6.4965 | 5.7255 | 5.0276 | 4.3307 | 4.3337 | 4.3685 | 4.3422 | 4.3493 | 4.4158 | 4.435 | 4.3868 | 4.384 | 4.3873 | 4.3851 | 4.3526 | 4.3586 | 4.3696 | 4.373 | 4.4053 | 4.4195 | 4.4372 | 4.4995 | 4.5323 | 4.542 | 4.5361 | 4.5445 | 4.5503 | 4.5562 | 4.55 | 4.5364 | 4.5438 | 4.5036 | 4.5039 | 4.5238 | 4.5314 | 4.5567 | 4.5574 | 4.6169 | 4.6136 | 4.6703 | 4.7101 | 4.7117 | 4.7618 | 4.7424 | 4.7583 | 4.7792 | 4.8437 | 4.8769 | 4.8381 | 4.8606 | 1.9779 | 1.7085 | 1.4573 | 1.2261 | 0.99651 | 0.77939 | 0.57517 | 0.37168 | 0.18095 | 1815.062 | 1718.9585 | 1603.2261 | 1469.2854 | 1357.3561 | 1247.7942 | 1131.7021 | 1019.3434 | 914.7845 | 805.308 | 823.5961 | 848.4712 | 861.9232 | 882.3298 | 915.5171 | 939.7326 | 949.9771 | 970.2396 | 992.3453 | 1013.6718 | 1028.2891 | 1052.365 | 1078.2266 | 1102.8123 | 1135.3771 | 1164.1058 | 1194.4887 | 1237.9065 | 1274.3665 | 1305.1942 | 1332.1653 | 1363.9959 | 1395.772 | 1428.3489 | 1457.7724 | 1485.3837 | 1520.531 | 1540.2558 | 1574.2438 | 1615.972 | 1654.3131 | 1700.128 | 1737.8034 | 1799.2239 | 1837.5163 | 1901.0005 | 1959.385 | 2003.1628 | 2068.9948 | 2105.9232 | 2159.4686 | 2216.6777 | 2295.9806 | 2362.5702 | 2395.3709 | 2459.4596 | 1022.852 | 902.971 | 787.1246 | 676.8449 | 562.1924 | 449.3724 | 338.9191 | 223.8348 | 111.3661 | 51426.7564 | 48703.8247 | 45424.7398 | 41629.7527 | 38458.4241 | 35354.1694 | 32064.8936 | 28881.3964 | 25918.8939 | 22817.0611 | 23335.224 | 24040.0166 | 24421.1584 | 24999.3442 | 25939.6503 | 26625.7581 | 26916.0182 | 27490.1208 | 28116.4514 | 28720.7013 | 29134.8588 | 29817.008 | 30549.754 | 31246.3491 | 32169.0165 | 32982.9974 | 33843.8455 | 35074.0186 | 36107.0499 | 36980.5029 | 37744.6833 | 38646.5502 | 39546.8724 | 40469.8852 | 41303.5504 | 42085.8716 | 43081.7103 | 43640.5802 | 44603.5737 | 45785.8746 | 46872.2035 | 48170.2929 | 49237.7624 | 50978.0098 | 52062.9627 | 53861.6807 | 55515.9094 | 56756.2788 | 58621.5195 | 59667.8247 | 61184.9423 | 62805.8696 | 65052.7831 | 66939.4893 | 67868.8431 | 69684.689 | 28980.8064 | 25584.1797 | 22301.8651 | 19177.2708 | 15928.7854 | 12732.2184 | 9602.7072 | 6341.9869 | 3155.3726 | [7 empty] | 0 | 0 | 0 | 0 | 0 | 0 | 0 | 0 | 0 | 0 | 0 | 0 | 0 | 0 | 0 | 0 | 0 | 0 | 0 | 0 | 0 | 0 | 0 | 0 | 0 | 0 | 0 | 0 | 0 | 0 | 0 | 0 | 0 | 0 | 0 | 0 | 0 | 0 | 0 | 0 | 0 | 0 | 0 | 0 | 0 | 0 | 0 | 0 | 0 | 0 | 0 | 0 | 0 | 0 | 0 | 0 | 0 | 0 | 0 | [7 empty] | 0 | 0 | 0 | 0 | 0 | 0 | 0 | 0 | 0 | 0 | 0 | 0 | 0 | 0 | 0 | 0 | 0 | 0 | 0 | 0 | 0 | 0 | 0 | 0 | 0 | 0 | 0 | 0 | 0 | 0 | 0 | 0 | 0 | 0 | 0 | 0 | 0 | 0 | 0 | 0 | 0 | 0 | 0 | 0 | 0 | 0 | 0 | 0 | 0 | 0 | 0 | 0 | 0 | 0 | 0 | 0 | 0 | 0 | 0 | [7 empty] | 0 | 0 | 0 | 0 | 0 | 0 | 0 | 0 | 0 | 0 | 0 | 0 | 0 | 0 | 0 | 0 | 0 | 0 | 0 | 0 | 0 | 0 | 0 | 0 | 0 | 0 | 0 | 0 | 0 | 0 | 0 | 0 | 0 | 0 | 0 | 0 | 0 | 0 | 0 | 0 | 0 | 0 | 0 | 0 | 0 | 0 | 0 | 0 | 0 | 0 | 0 | 0 | 0 | 0 | 0 | 0 | 0 | 0 | 0 | [7 empty] | 0 | 0 | 0 | 0 | 0 | 0 | 0 | 0 | 0 | 0 | 0 | 0 | 0 | 0 | 0 | 0 | 0 | 0 | 0 | 0 | 0 | 0 | 0 | 0 | 0 | 0 | 0 | 0 | 0 | 0 | 0 | 0 | 0 | 0 | 0 | 0 | 0 | 0 | 0 | 0 | 0 | 0 | 0 | 0 | 0 | 0 | 0 | 0 | 0 | 0 | 0 | 0 | 0 | 0 | 0 | 0 | 0 | 0 | 0
DM-G6 | Brattleboro | 199616 | 199616: Newfane L66 P1-105 | 556104 | 0 | 1PH | OH | Zone 3 | 363 | 125865.3 | 89.45% | 10.55% | 50% | 90% | 80.33% | 508.9416 | 471.0266 | 434.7822 | 400.1348 | 367.014 | 335.3526 | 305.0863 | 276.1536 | 248.4957 | 222.0565 | 60.0504 | 55.5767 | 51.3002 | 47.2122 | 43.3042 | 39.5685 | 35.9973 | 32.5835 | 29.3202 | 26.2006 | 10687.7745 | 9891.5587 | 9130.426 | 8402.8304 | 7707.2943 | 7042.4051 | 6406.8124 | 5799.2253 | 5218.4099 | 4663.1865 | 233295.6394 | 215915.6248 | 199301.4124 | 183419.2593 | 168236.9093 | 153723.5275 | 139849.6377 | 126587.0624 | 113908.8658 | 101789.2988 | 243983.414 | 225807.1836 | 208431.8384 | 191822.0897 | 175944.2036 | 160765.9326 | 146256.4501 | 132386.2878 | 119127.2757 | 106452.4853 | 39.4003 | 5.4289 | 5.0245 | 4.6379 | 4.2683 | 3.915 | 3.5772 | 3.2544 | 2.9458 | 2.6507 | 2.3687 | 2562.453 | 2371.5558 | 2189.0701 | 2014.625 | 1847.8664 | 1688.4555 | 1536.0687 | 1390.3963 | 1251.1426 | 1118.0247 | 0 | 0 | 0 | 0 | 0 | 0 | 0 | 0 | 0 | 0 | 0 | 0 | 0 | 0 | 0 | 0 | 0 | 0 | 0 | 0 | 548.6043 | 555.4157 | 557.576 | 556.3356 | 556.1491 | 561.0989 | 563.3836 | 563.573 | 571.5735 | 574.9297 | 575.2989 | 578.0084 | 570.1109 | 570.3441 | 574.3079 | 576.0257 | 571.7471 | 572.011 | 571.989 | 569.0904 | 565.1253 | 561.8634 | 566.7615 | 571.491 | 574.5536 | 576.769 | 581.3267 | 587.2671 | 588.6839 | 587.4145 | 586.289 | 589.8709 | 589.705 | 588.5201 | 587.1699 | 585.2116 | 589.4524 | 580.7881 | 579.6062 | 584.5755 | 584.9362 | 592.0155 | 593.678 | 602.8241 | 601.4908 | 606.9201 | 611.1194 | 607.9288 | 616.2366 | 617.6306 | 617.96 | 623.2076 | 630.37 | 632.7175 | 629.6011 | 635.1484 | 642.5537 | 643.0613 | 641.6951 | 643.1687 | 639.7755 | 643.9642 | 650.8091 | 645.6729 | 643.489 | 64.7302 | 65.5339 | 65.7888 | 65.6424 | 65.6204 | 66.2044 | 66.474 | 66.4963 | 67.4403 | 67.8363 | 67.8799 | 68.1996 | 67.2678 | 67.2953 | 67.763 | 67.9657 | 67.4608 | 67.492 | 67.4894 | 67.1473 | 66.6795 | 66.2946 | 66.8726 | 67.4306 | 67.792 | 68.0533 | 68.5911 | 69.292 | 69.4592 | 69.3094 | 69.1766 | 69.5993 | 69.5797 | 69.4399 | 69.2806 | 69.0495 | 69.5499 | 68.5276 | 68.3881 | 68.9744 | 69.017 | 69.8523 | 70.0485 | 71.1276 | 70.9703 | 71.6109 | 72.1064 | 71.7299 | 72.7102 | 72.8746 | 72.9135 | 73.5327 | 74.3778 | 74.6548 | 74.287 | 74.9416 | 75.8153 | 75.8752 | 75.714 | 75.8879 | 75.4875 | 75.9818 | 76.7894 | 76.1834 | 75.9257 | 508.9416 | 476.8748 | 441.8925 | 405.7738 | 372.0614 | 342.9904 | 313.3053 | 283.6884 | 258.8998 | 232.7121 | 232.8616 | 233.9583 | 230.7617 | 230.856 | 232.4604 | 233.1558 | 231.4239 | 231.5307 | 231.5218 | 230.3486 | 228.7437 | 227.4233 | 229.4059 | 231.3202 | 232.5599 | 233.4566 | 235.3014 | 237.7059 | 238.2793 | 237.7656 | 237.31 | 238.7598 | 238.6927 | 238.2131 | 237.6665 | 236.8739 | 238.5904 | 235.0834 | 234.605 | 236.6164 | 236.7624 | 239.6279 | 240.3008 | 244.0028 | 243.4632 | 245.6608 | 247.3605 | 121.8146 | 107.1602 | 91.7672 | 76.8617 | 63.0975 | 49.8826 | 36.6929 | 23.7891 | 11.729 | 0 | 0 | 0 | 0 | 0 | 0 | 0 | 0 | 0 | 60.0504 | 56.2668 | 52.1392 | 47.8775 | 43.8998 | 40.4697 | 36.9671 | 33.4726 | 30.5478 | 27.4579 | 27.4755 | 27.6049 | 27.2277 | 27.2389 | 27.4282 | 27.5102 | 27.3059 | 27.3185 | 27.3174 | 27.179 | 26.9896 | 26.8338 | 27.0678 | 27.2936 | 27.4399 | 27.5457 | 27.7634 | 28.0471 | 28.1147 | 28.0541 | 28.0004 | 28.1714 | 28.1635 | 28.1069 | 28.0424 | 27.9489 | 28.1514 | 27.7376 | 27.6812 | 27.9185 | 27.9358 | 28.2739 | 28.3532 | 28.7901 | 28.7264 | 28.9857 | 29.1862 | 14.373 | 12.6439 | 10.8277 | 9.069 | 7.4449 | 5.8857 | 4.3294 | 2.8069 | 1.3839 | 0 | 0 | 0 | 0 | 0 | 0 | 0 | 0 | 0 | 11916.3092 | 11411.1411 | 10806.6778 | 10141.6921 | 9503.6847 | 8953.8571 | 8358.8563 | 7735.2027 | 7214.608 | 6627.5167 | 6777.6725 | 6959.4035 | 7015.3312 | 7172.6008 | 7381.3427 | 7566.2967 | 7675.3173 | 7847.7954 | 8020.1384 | 8155.044 | 8276.386 | 8409.6443 | 8669.5801 | 8934.2485 | 9179.7337 | 9417.8621 | 9701.1142 | 10015.8519 | 10260.8954 | 10464.0235 | 10673.7409 | 10975.2095 | 11213.5086 | 11437.179 | 11661.9793 | 11878.7933 | 12228.1007 | 12313.4259 | 12558.7128 | 12945.0456 | 13238.0011 | 13692.9762 | 14033.52 | 14563.212 | 14850.6842 | 15314.3966 | 15759.6041 | 7931.6824 | 7130.995 | 6241.0128 | 5342.3032 | 4482.1005 | 3621.3426 | 2722.4118 | 1803.8489 | 908.9403 | 0 | 0 | 0 | 0 | 0 | 0 | 0 | 0 | 0 | 260112.4264 | 249085.4802 | 235891.0928 | 221375.6048 | 207449.0046 | 195447.22 | 182459.3812 | 168846.1002 | 157482.4177 | 144667.2309 | 147944.8733 | 151911.7469 | 153132.5512 | 156565.4738 | 161121.9487 | 165159.1748 | 167538.9056 | 171303.805 | 175065.7547 | 178010.5118 | 180659.197 | 183567.9951 | 189241.9444 | 195019.1974 | 200377.7152 | 205575.6454 | 211758.5501 | 218628.7309 | 223977.6061 | 228411.5419 | 232989.3092 | 239569.8477 | 244771.5053 | 249653.8427 | 254560.8441 | 259293.5203 | 266918.2972 | 268780.7973 | 274134.9861 | 282567.9645 | 288962.6767 | 298893.9947 | 306327.477 | 317889.7384 | 324164.7607 | 334286.7997 | 344004.9088 | 173134.9141 | 155657.2914 | 136230.5179 | 116613.2426 | 97836.5047 | 79047.648 | 59425.5419 | 39374.9037 | 19840.596 | 0 | 0 | 0 | 0 | 0 | 0 | 0 | 0 | 0 | [7 empty] | 0 | 0 | 0 | 0 | 0 | 0 | 0 | 0 | 0 | 0 | 0 | 0 | 0 | 0 | 0 | 0 | 0 | 0 | 0 | 0 | 0 | 0 | 0 | 0 | 0 | 0 | 0 | 0 | 0 | 0 | 0 | 0 | 0 | 0 | 0 | 0 | 0 | 0 | 0 | 0 | 0 | 0 | 0 | 0 | 0 | 0 | 0 | 0 | 0 | 0 | 0 | 0 | 0 | 0 | 0 | 0 | 0 | 0 | 0 | [7 empty] | 0 | 0 | 0 | 0 | 0 | 0 | 0 | 0 | 0 | 0 | 0 | 0 | 0 | 0 | 0 | 0 | 0 | 0 | 0 | 0 | 0 | 0 | 0 | 0 | 0 | 0 | 0 | 0 | 0 | 0 | 0 | 0 | 0 | 0 | 0 | 0 | 0 | 0 | 0 | 0 | 0 | 0 | 0 | 0 | 0 | 0 | 0 | 0 | 0 | 0 | 0 | 0 | 0 | 0 | 0 | 0 | 0 | 0 | 0 | [7 empty] | 0 | 0 | 0 | 0 | 0 | 0 | 0 | 0 | 0 | 0 | 0 | 0 | 0 | 0 | 0 | 0 | 0 | 0 | 0 | 0 | 0 | 0 | 0 | 0 | 0 | 0 | 0 | 0 | 0 | 0 | 0 | 0 | 0 | 0 | 0 | 0 | 0 | 0 | 0 | 0 | 0 | 0 | 0 | 0 | 0 | 0 | 0 | 0 | 0 | 0 | 0 | 0 | 0 | 0 | 0 | 0 | 0 | 0 | 0 | [7 empty] | 0 | 0 | 0 | 0 | 0 | 0 | 0 | 0 | 0 | 0 | 0 | 0 | 0 | 0 | 0 | 0 | 0 | 0 | 0 | 0 | 0 | 0 | 0 | 0 | 0 | 0 | 0 | 0 | 0 | 0 | 0 | 0 | 0 | 0 | 0 | 0 | 0 | 0 | 0 | 0 | 0 | 0 | 0 | 0 | 0 | 0 | 0 | 0 | 0 | 0 | 0 | 0 | 0 | 0 | 0 | 0 | 0 | 0 | 0
DM-G6 | Brattleboro | 199621 | 199621: Brookline L62 P140-195 | 472083 | 0 | 1PH | OH | Zone 3 | 43 | 238522.4 | 89.45% | 10.55% | 50% | 90% | 80.33% | 60.2879 | 55.7965 | 51.5031 | 47.3989 | 43.4755 | 39.725 | 36.1397 | 32.7124 | 29.4361 | 26.3042 | 7.1134 | 6.5835 | 6.0769 | 5.5926 | 5.1297 | 4.6872 | 4.2641 | 3.8598 | 3.4732 | 3.1037 | 1266.0449 | 1171.7273 | 1081.5656 | 995.3766 | 912.9853 | 834.2243 | 758.9337 | 686.9606 | 618.1587 | 552.3885 | 27635.5716 | 25576.782 | 23608.7073 | 21727.3503 | 19928.8901 | 18209.6741 | 16566.2105 | 14995.1617 | 13493.3367 | 12057.6855 | 28901.6165 | 26748.5093 | 24690.2729 | 22722.7269 | 20841.8754 | 19043.8984 | 17325.1442 | 15682.1222 | 14111.4955 | 12610.074 | 39.4003 | 0.6431 | 0.59519 | 0.54939 | 0.50561 | 0.46376 | 0.42375 | 0.38551 | 0.34895 | 0.314 | 0.28059 | 303.5413 | 280.9281 | 259.3113 | 238.647 | 218.8933 | 200.0099 | 181.9585 | 164.7026 | 148.207 | 132.4382 | 0 | 0 | 0 | 0 | 0 | 0 | 0 | 0 | 0 | 0 | 0 | 0 | 0 | 0 | 0 | 0 | 0 | 0 | 0 | 0 | 64.9862 | 65.793 | 66.049 | 65.902 | 65.8799 | 66.4663 | 66.7369 | 66.7593 | 67.7071 | 68.1046 | 68.1484 | 68.4693 | 67.5338 | 67.5614 | 68.031 | 68.2345 | 67.7276 | 67.7589 | 67.7563 | 67.4129 | 66.9432 | 66.5568 | 67.137 | 67.6973 | 68.0601 | 68.3225 | 68.8624 | 69.5661 | 69.7339 | 69.5835 | 69.4502 | 69.8745 | 69.8549 | 69.7145 | 69.5546 | 69.3226 | 69.8249 | 68.7986 | 68.6586 | 69.2472 | 69.29 | 70.1286 | 70.3255 | 71.4089 | 71.251 | 71.8941 | 72.3916 | 72.0136 | 72.9977 | 73.1629 | 73.2019 | 73.8235 | 74.6719 | 74.95 | 74.5808 | 75.238 | 76.1152 | 76.1753 | 76.0135 | 76.188 | 75.7861 | 76.2823 | 77.0931 | 76.4847 | 76.226 | 7.6678 | 7.763 | 7.7932 | 7.7758 | 7.7732 | 7.8424 | 7.8743 | 7.877 | 7.9888 | 8.0357 | 8.0409 | 8.0787 | 7.9684 | 7.9716 | 8.027 | 8.051 | 7.9912 | 7.9949 | 7.9946 | 7.9541 | 7.8987 | 7.8531 | 7.9215 | 7.9876 | 8.0305 | 8.0614 | 8.1251 | 8.2081 | 8.2279 | 8.2102 | 8.1945 | 8.2445 | 8.2422 | 8.2257 | 8.2068 | 8.1794 | 8.2387 | 8.1176 | 8.1011 | 8.1705 | 8.1756 | 8.2745 | 8.2978 | 8.4256 | 8.4069 | 8.4828 | 8.5415 | 8.4969 | 8.613 | 8.6325 | 8.6371 | 8.7105 | 8.8106 | 8.8434 | 8.7998 | 8.8774 | 8.9809 | 8.988 | 8.9689 | 8.9895 | 8.942 | 9.0006 | 9.0963 | 9.0245 | 8.994 | 60.2879 | 56.4893 | 52.3454 | 48.0669 | 44.0734 | 40.6297 | 37.1133 | 33.605 | 30.6686 | 27.5664 | 27.5842 | 27.7141 | 27.3354 | 27.3466 | 27.5366 | 27.619 | 27.4139 | 27.4265 | 27.4255 | 27.2865 | 27.0964 | 26.94 | 27.1748 | 27.4016 | 27.5484 | 27.6546 | 27.8732 | 28.158 | 28.2259 | 28.1651 | 28.1111 | 28.2828 | 28.2749 | 28.2181 | 28.1533 | 28.0594 | 28.2628 | 27.8473 | 27.7907 | 28.0289 | 28.0462 | 28.3857 | 28.4654 | 28.9039 | 28.84 | 29.1003 | 29.3017 | 14.4298 | 12.6939 | 10.8705 | 9.1048 | 7.4744 | 5.909 | 4.3465 | 2.818 | 1.3894 | 0 | 0 | 0 | 0 | 0 | 0 | 0 | 0 | 0 | 7.1134 | 6.6652 | 6.1763 | 5.6714 | 5.2002 | 4.7939 | 4.379 | 3.9651 | 3.6186 | 3.2526 | 3.2547 | 3.27 | 3.2253 | 3.2266 | 3.2491 | 3.2588 | 3.2346 | 3.2361 | 3.2359 | 3.2195 | 3.1971 | 3.1787 | 3.2064 | 3.2331 | 3.2505 | 3.263 | 3.2888 | 3.3224 | 3.3304 | 3.3232 | 3.3168 | 3.3371 | 3.3362 | 3.3295 | 3.3218 | 3.3108 | 3.3347 | 3.2857 | 3.279 | 3.3072 | 3.3092 | 3.3492 | 3.3586 | 3.4104 | 3.4028 | 3.4336 | 3.4573 | 1.7026 | 1.4978 | 1.2826 | 1.0743 | 0.8819 | 0.6972 | 0.51285 | 0.3325 | 0.16394 | 0 | 0 | 0 | 0 | 0 | 0 | 0 | 0 | 0 | 1411.5738 | 1351.733 | 1280.1299 | 1201.3575 | 1125.7808 | 1060.6497 | 990.1676 | 916.2912 | 854.623 | 785.0777 | 802.8648 | 824.3922 | 831.0172 | 849.6469 | 874.3739 | 896.2831 | 909.1974 | 929.6287 | 950.0439 | 966.0245 | 980.3983 | 996.1838 | 1026.9751 | 1058.327 | 1087.4065 | 1115.6145 | 1149.1678 | 1186.4508 | 1215.478 | 1239.54 | 1264.3825 | 1300.0937 | 1328.322 | 1354.8173 | 1381.4466 | 1407.1298 | 1448.5078 | 1458.6152 | 1487.6712 | 1533.4352 | 1568.1379 | 1622.033 | 1662.3729 | 1725.1188 | 1759.172 | 1814.1021 | 1866.8402 | 939.5657 | 844.7184 | 739.2935 | 632.8348 | 530.9375 | 428.9745 | 322.4895 | 213.6791 | 107.6706 | 0 | 0 | 0 | 0 | 0 | 0 | 0 | 0 | 0 | 30812.2158 | 29505.9935 | 27943.022 | 26223.5565 | 24573.849 | 23152.15 | 21613.6457 | 20001.0532 | 18654.942 | 17136.8896 | 17525.1503 | 17995.0554 | 18139.6686 | 18546.3233 | 19086.0711 | 19564.31 | 19846.2065 | 20292.1863 | 20737.8167 | 21086.6446 | 21400.4007 | 21744.9691 | 22417.0898 | 23101.4476 | 23736.2032 | 24351.936 | 25084.3462 | 25898.1692 | 26531.7825 | 27057.0146 | 27599.2846 | 28378.7974 | 28994.9717 | 29573.3202 | 30154.5904 | 30715.2104 | 31618.4209 | 31839.0476 | 32473.2904 | 33472.2382 | 34229.7386 | 35406.1757 | 36286.7259 | 37656.3602 | 38399.6824 | 39598.7118 | 40749.8928 | 20509.0945 | 18438.7425 | 16137.4994 | 13813.6899 | 11589.4482 | 9363.771 | 7039.3893 | 4664.2448 | 2350.2634 | 0 | 0 | 0 | 0 | 0 | 0 | 0 | 0 | 0 | [7 empty] | 0 | 0 | 0 | 0 | 0 | 0 | 0 | 0 | 0 | 0 | 0 | 0 | 0 | 0 | 0 | 0 | 0 | 0 | 0 | 0 | 0 | 0 | 0 | 0 | 0 | 0 | 0 | 0 | 0 | 0 | 0 | 0 | 0 | 0 | 0 | 0 | 0 | 0 | 0 | 0 | 0 | 0 | 0 | 0 | 0 | 0 | 0 | 0 | 0 | 0 | 0 | 0 | 0 | 0 | 0 | 0 | 0 | 0 | 0 | [7 empty] | 0 | 0 | 0 | 0 | 0 | 0 | 0 | 0 | 0 | 0 | 0 | 0 | 0 | 0 | 0 | 0 | 0 | 0 | 0 | 0 | 0 | 0 | 0 | 0 | 0 | 0 | 0 | 0 | 0 | 0 | 0 | 0 | 0 | 0 | 0 | 0 | 0 | 0 | 0 | 0 | 0 | 0 | 0 | 0 | 0 | 0 | 0 | 0 | 0 | 0 | 0 | 0 | 0 | 0 | 0 | 0 | 0 | 0 | 0 | [7 empty] | 0 | 0 | 0 | 0 | 0 | 0 | 0 | 0 | 0 | 0 | 0 | 0 | 0 | 0 | 0 | 0 | 0 | 0 | 0 | 0 | 0 | 0 | 0 | 0 | 0 | 0 | 0 | 0 | 0 | 0 | 0 | 0 | 0 | 0 | 0 | 0 | 0 | 0 | 0 | 0 | 0 | 0 | 0 | 0 | 0 | 0 | 0 | 0 | 0 | 0 | 0 | 0 | 0 | 0 | 0 | 0 | 0 | 0 | 0 | [7 empty] | 0 | 0 | 0 | 0 | 0 | 0 | 0 | 0 | 0 | 0 | 0 | 0 | 0 | 0 | 0 | 0 | 0 | 0 | 0 | 0 | 0 | 0 | 0 | 0 | 0 | 0 | 0 | 0 | 0 | 0 | 0 | 0 | 0 | 0 | 0 | 0 | 0 | 0 | 0 | 0 | 0 | 0 | 0 | 0 | 0 | 0 | 0 | 0 | 0 | 0 | 0 | 0 | 0 | 0 | 0 | 0 | 0 | 0 | 0
BV-G44 | Springfield | 199623 | 199623: BV Sub to L4 P126 | Sub breaker | 0 | 3PH | OH | Zone 1 | 797 | 110990.3 | 85.77% | 14.23% | 100% | 90% | 80.33% | 1515.8773 | 1402.9478 | 1294.9942 | 1191.7972 | 1093.1474 | 998.8443 | 908.6964 | 822.5206 | 740.1419 | 661.393 | 251.5332 | 232.7946 | 214.8816 | 197.7578 | 181.3886 | 165.7407 | 150.7822 | 136.4829 | 122.8136 | 109.7466 | 31833.4243 | 29461.9038 | 27194.8779 | 25027.7421 | 22956.0952 | 20975.7297 | 19082.6235 | 17272.9318 | 15542.9791 | 13889.252 | 977206.6587 | 904406.9011 | 834814.8632 | 768289.2059 | 704694.8173 | 643902.5395 | 585788.905 | 530235.887 | 477130.6588 | 426365.3655 | 1009040.083 | 933868.8049 | 862009.7411 | 793316.948 | 727650.9126 | 664878.2692 | 604871.5285 | 547508.8187 | 492673.6379 | 440254.6175 | 24.3714 | 14.532 | 13.4494 | 12.4145 | 11.4252 | 10.4795 | 9.5755 | 8.7113 | 7.8851 | 7.0954 | 6.3405 | 6859.1152 | 6348.1262 | 5859.6524 | 5392.7019 | 4946.3263 | 4519.6189 | 4111.7133 | 3721.7809 | 3349.0297 | 2992.7029 | 0 | 0 | 0 | 0 | 0 | 0 | 0 | 0 | 0 | 0 | 0 | 0 | 0 | 0 | 0 | 0 | 0 | 0 | 0 | 0 | 1634.0122 | 1655.816 | 1661.9036 | 1640.1643 | 1643.6042 | 1649.1194 | 1652.6687 | 1651.9971 | 1675.9157 | 1688.1957 | 1688.5213 | 1704.6084 | 1685.8643 | 1689.4127 | 1705.7821 | 1720.2781 | 1707.8791 | 1707.7695 | 1708.5872 | 1704.8238 | 1691.0463 | 1691.9599 | 1703.8839 | 1713.1074 | 1720.6328 | 1735.2645 | 1742.1609 | 1763.2781 | 1769.3768 | 1773.3606 | 1773.8981 | 1789.7896 | 1785.2749 | 1779.1311 | 1776.8013 | 1774.445 | 1774.6977 | 1748.8305 | 1752.7584 | 1758.1212 | 1753.8999 | 1762.3748 | 1767.2042 | 1788.378 | 1786.9507 | 1810.7122 | 1823.9588 | 1820.0237 | 1842.4752 | 1836.4115 | 1842.5816 | 1864.8749 | 1888.4094 | 1896.5124 | 1890.4393 | 1899.5621 | 1913.4528 | 1904.3992 | 1902.2709 | 1912.6695 | 1912.0492 | 1922.3643 | 1938.6613 | 1925.1182 | 1910.4163 | 271.1356 | 274.7536 | 275.7637 | 272.1565 | 272.7273 | 273.6424 | 274.2314 | 274.1199 | 278.0888 | 280.1264 | 280.1805 | 282.8498 | 279.7396 | 280.3284 | 283.0446 | 285.45 | 283.3926 | 283.3744 | 283.5101 | 282.8856 | 280.5995 | 280.7511 | 282.7296 | 284.2601 | 285.5088 | 287.9367 | 289.081 | 292.5851 | 293.597 | 294.2581 | 294.3473 | 296.9842 | 296.235 | 295.2156 | 294.829 | 294.438 | 294.4799 | 290.1877 | 290.8395 | 291.7294 | 291.0289 | 292.4352 | 293.2365 | 296.7499 | 296.5131 | 300.4559 | 302.654 | 302.001 | 305.7264 | 304.7203 | 305.7441 | 309.4433 | 313.3484 | 314.693 | 313.6852 | 315.199 | 317.5039 | 316.0016 | 315.6485 | 317.3739 | 317.271 | 318.9826 | 321.6868 | 319.4396 | 317.0001 | 1515.8773 | 1421.6683 | 1317.0988 | 1196.2844 | 1099.5644 | 1008.0791 | 919.0715 | 831.5737 | 759.1225 | 683.3246 | 683.4564 | 689.9679 | 682.3809 | 683.8172 | 690.443 | 696.3105 | 691.2918 | 691.2474 | 691.5784 | 690.0551 | 684.4785 | 684.8482 | 689.6747 | 693.408 | 696.4541 | 702.3765 | 705.1679 | 713.7154 | 716.184 | 717.7965 | 718.0141 | 724.4464 | 722.619 | 720.1322 | 719.1892 | 718.2354 | 718.3377 | 707.8675 | 709.4574 | 711.6281 | 709.9195 | 713.3498 | 715.3046 | 723.875 | 723.2973 | 732.9152 | 738.2769 | 364.6899 | 320.3963 | 272.8529 | 229.1798 | 188.8118 | 149.4342 | 109.9837 | 71.4291 | 35.0785 | 0 | 0 | 0 | 0 | 0 | 0 | 0 | 0 | 0 | 251.5332 | 235.9009 | 218.5494 | 198.5024 | 182.4534 | 167.273 | 152.5038 | 137.9851 | 125.9631 | 113.3857 | 113.4076 | 114.4881 | 113.2291 | 113.4675 | 114.5669 | 115.5405 | 114.7077 | 114.7004 | 114.7553 | 114.5025 | 113.5772 | 113.6385 | 114.4394 | 115.0589 | 115.5643 | 116.5471 | 117.0102 | 118.4285 | 118.8382 | 119.1057 | 119.1418 | 120.2092 | 119.9059 | 119.4933 | 119.3368 | 119.1786 | 119.1955 | 117.4582 | 117.722 | 118.0822 | 117.7987 | 118.3679 | 118.6922 | 120.1144 | 120.0185 | 121.6144 | 122.5041 | 60.5139 | 53.1641 | 45.2752 | 38.0284 | 31.33 | 24.796 | 18.2499 | 11.8524 | 5.8207 | 0 | 0 | 0 | 0 | 0 | 0 | 0 | 0 | 0 | 35492.6018 | 34019.1107 | 32210.2381 | 29899.2923 | 28086.5263 | 26316.18 | 24520.4512 | 22674.1388 | 21154.0137 | 19460.7195 | 19892.6912 | 20524.0241 | 20744.9033 | 21245.9156 | 21923.7151 | 22596.4463 | 22927.1199 | 23430.0127 | 23956.9386 | 24430.0624 | 24765.7494 | 25324.2696 | 26063.8017 | 26781.3986 | 27490.8231 | 28334.5377 | 29072.9842 | 30072.7427 | 30840.6453 | 31590.1052 | 32294.874 | 33301.0393 | 33947.8147 | 34575.2684 | 35289.6511 | 36018.1954 | 36815.8371 | 37077.3691 | 37978.1809 | 38932.4567 | 39693.4349 | 40762.7096 | 41773.6485 | 43204.1917 | 44119.4448 | 45689.6463 | 47036.422 | 23745.9558 | 21320.8396 | 18556.5089 | 15929.2347 | 13412.1556 | 10848.5137 | 8160.1782 | 5416.2342 | 2718.402 | 0 | 0 | 0 | 0 | 0 | 0 | 0 | 0 | 0 | 1089534.274 | 1044301.7765 | 988773.9029 | 917833.6346 | 862186.2457 | 807841.033 | 752716.6395 | 696039.4576 | 649375.4144 | 597395.5077 | 610655.9603 | 630036.3047 | 636816.7438 | 652196.5708 | 673003.3234 | 693654.4921 | 703805.3482 | 719242.9009 | 735418.2092 | 749941.9295 | 760246.6825 | 777391.8596 | 800093.6482 | 822122.0825 | 843899.6434 | 869799.575 | 892468.038 | 923158.1296 | 946730.8228 | 969737.3718 | 991372.0146 | 1022258.7773 | 1042113.1661 | 1061374.429 | 1083304.1931 | 1105668.6851 | 1130154.2939 | 1138182.6726 | 1165835.3472 | 1195129.2309 | 1218489.3643 | 1251313.4279 | 1282346.7274 | 1326260.8327 | 1354356.8196 | 1402558.0862 | 1443900.7368 | 728941.5654 | 654496.5507 | 569638.4996 | 488987.7415 | 411719.6951 | 333022.2876 | 250497.099 | 166264.8698 | 83448.1554 | 0 | 0 | 0 | 0 | 0 | 0 | 0 | 0 | 0 | [7 empty] | 0 | 0 | 0 | 0 | 0 | 0 | 0 | 0 | 0 | 0 | 0 | 0 | 0 | 0 | 0 | 0 | 0 | 0 | 0 | 0 | 0 | 0 | 0 | 0 | 0 | 0 | 0 | 0 | 0 | 0 | 0 | 0 | 0 | 0 | 0 | 0 | 0 | 0 | 0 | 0 | 0 | 0 | 0 | 0 | 0 | 0 | 0 | 0 | 0 | 0 | 0 | 0 | 0 | 0 | 0 | 0 | 0 | 0 | 0 | [7 empty] | 0 | 0 | 0 | 0 | 0 | 0 | 0 | 0 | 0 | 0 | 0 | 0 | 0 | 0 | 0 | 0 | 0 | 0 | 0 | 0 | 0 | 0 | 0 | 0 | 0 | 0 | 0 | 0 | 0 | 0 | 0 | 0 | 0 | 0 | 0 | 0 | 0 | 0 | 0 | 0 | 0 | 0 | 0 | 0 | 0 | 0 | 0 | 0 | 0 | 0 | 0 | 0 | 0 | 0 | 0 | 0 | 0 | 0 | 0 | [7 empty] | 0 | 0 | 0 | 0 | 0 | 0 | 0 | 0 | 0 | 0 | 0 | 0 | 0 | 0 | 0 | 0 | 0 | 0 | 0 | 0 | 0 | 0 | 0 | 0 | 0 | 0 | 0 | 0 | 0 | 0 | 0 | 0 | 0 | 0 | 0 | 0 | 0 | 0 | 0 | 0 | 0 | 0 | 0 | 0 | 0 | 0 | 0 | 0 | 0 | 0 | 0 | 0 | 0 | 0 | 0 | 0 | 0 | 0 | 0 | [7 empty] | 0 | 0 | 0 | 0 | 0 | 0 | 0 | 0 | 0 | 0 | 0 | 0 | 0 | 0 | 0 | 0 | 0 | 0 | 0 | 0 | 0 | 0 | 0 | 0 | 0 | 0 | 0 | 0 | 0 | 0 | 0 | 0 | 0 | 0 | 0 | 0 | 0 | 0 | 0 | 0 | 0 | 0 | 0 | 0 | 0 | 0 | 0 | 0 | 0 | 0 | 0 | 0 | 0 | 0 | 0 | 0 | 0 | 0 | 0
BV-G44 | Springfield | 199973 | 199973: L41 VT Route 106 - Spacer | 526376 | 0 | 3PH | OH | Zone 1 | 197 | 155353.3 | 85.77% | 14.23% | 100% | 90% | 80.33% | 374.6899 | 346.7763 | 320.0927 | 294.5848 | 270.2008 | 246.8912 | 224.6088 | 203.3081 | 182.946 | 163.4811 | 62.1732 | 57.5414 | 53.1138 | 48.8812 | 44.8351 | 40.9673 | 37.2699 | 33.7354 | 30.3567 | 27.1268 | 7868.4876 | 7282.3025 | 6721.946 | 6186.28 | 5674.2168 | 5184.7161 | 4716.784 | 4269.47 | 3841.8656 | 3433.1024 | 241542.9257 | 223548.5063 | 206346.9612 | 189903.3545 | 174184.2899 | 159157.8423 | 144793.4935 | 131062.0699 | 117935.6835 | 105387.675 | 249411.4132 | 230830.8087 | 213068.9072 | 196089.6346 | 179858.5066 | 164342.5584 | 149510.2774 | 135331.5399 | 121777.5491 | 108820.7775 | 24.3714 | 3.592 | 3.3244 | 3.0686 | 2.824 | 2.5903 | 2.3668 | 2.1532 | 1.949 | 1.7538 | 1.5672 | 1695.4149 | 1569.1102 | 1448.3708 | 1332.9514 | 1222.6177 | 1117.1455 | 1016.3206 | 919.9383 | 827.8028 | 739.7271 | 163.1727 | 319.1556 | 468.2656 | 610.8054 | 747.0647 | 877.32 | 1001.836 | 1120.8656 | 1234.6504 | 1343.4216 | 5008.994 | 9797.2805 | 14374.5844 | 18750.2021 | 22933.0203 | 26931.5342 | 30753.8647 | 34407.7748 | 37900.6854 | 41239.6906 | 403.8901 | 409.2795 | 410.7842 | 405.4108 | 406.261 | 407.6242 | 408.5016 | 408.3355 | 414.2477 | 417.283 | 417.3635 | 421.3398 | 416.7067 | 417.5838 | 421.63 | 425.213 | 422.1483 | 422.1212 | 422.3233 | 421.3931 | 417.9876 | 418.2134 | 421.1608 | 423.4406 | 425.3007 | 428.9173 | 430.622 | 435.8416 | 437.3491 | 438.3338 | 438.4667 | 442.3947 | 441.2787 | 439.7601 | 439.1843 | 438.6018 | 438.6643 | 432.2705 | 433.2414 | 434.567 | 433.5236 | 435.6184 | 436.8121 | 442.0458 | 441.693 | 447.5663 | 450.8405 | 449.8678 | 455.4173 | 453.9185 | 455.4436 | 460.954 | 466.7712 | 468.7741 | 467.2729 | 469.5279 | 472.9614 | 470.7235 | 470.1974 | 472.7677 | 472.6144 | 475.1641 | 479.1923 | 475.8448 | 472.2108 | 67.0185 | 67.9127 | 68.1624 | 67.2708 | 67.4119 | 67.6381 | 67.7837 | 67.7561 | 68.7371 | 69.2408 | 69.2541 | 69.914 | 69.1452 | 69.2907 | 69.9621 | 70.5566 | 70.0481 | 70.0436 | 70.0771 | 69.9228 | 69.3577 | 69.3952 | 69.8842 | 70.2625 | 70.5712 | 71.1713 | 71.4542 | 72.3203 | 72.5704 | 72.7338 | 72.7558 | 73.4076 | 73.2225 | 72.9705 | 72.8749 | 72.7783 | 72.7886 | 71.7277 | 71.8888 | 72.1088 | 71.9356 | 72.2832 | 72.4813 | 73.3497 | 73.2912 | 74.2658 | 74.8091 | 74.6477 | 75.5685 | 75.3198 | 75.5729 | 76.4872 | 77.4525 | 77.7848 | 77.5357 | 77.9099 | 78.4796 | 78.1083 | 78.021 | 78.4475 | 78.4221 | 78.8451 | 79.5136 | 78.9581 | 78.3551 | 374.6899 | 351.4036 | 325.5564 | 295.6939 | 271.7869 | 249.1739 | 227.1733 | 205.5458 | 187.6375 | 168.9021 | 168.9346 | 170.5441 | 168.6688 | 169.0238 | 170.6616 | 172.1119 | 170.8714 | 170.8604 | 170.9422 | 170.5657 | 169.1873 | 169.2787 | 170.4717 | 171.3945 | 172.1474 | 173.6113 | 174.3012 | 176.414 | 177.0241 | 177.4227 | 177.4765 | 179.0664 | 178.6147 | 178.0001 | 177.767 | 177.5312 | 177.5565 | 174.9685 | 175.3615 | 175.898 | 175.4757 | 176.3236 | 176.8068 | 178.9252 | 178.7824 | 181.1597 | 182.485 | 90.1429 | 79.1946 | 67.4429 | 56.648 | 46.6699 | 36.9367 | 27.1854 | 17.6556 | 8.6706 | 0 | 0 | 0 | 0 | 0 | 0 | 0 | 0 | 0 | 62.1732 | 58.3093 | 54.0204 | 49.0652 | 45.0983 | 41.346 | 37.6954 | 34.1067 | 31.1352 | 28.0263 | 28.0317 | 28.2988 | 27.9876 | 28.0465 | 28.3183 | 28.5589 | 28.3531 | 28.3513 | 28.3649 | 28.3024 | 28.0737 | 28.0888 | 28.2868 | 28.4399 | 28.5648 | 28.8077 | 28.9222 | 29.2728 | 29.3741 | 29.4402 | 29.4491 | 29.7129 | 29.638 | 29.536 | 29.4973 | 29.4582 | 29.4624 | 29.033 | 29.0982 | 29.1872 | 29.1171 | 29.2578 | 29.338 | 29.6895 | 29.6658 | 30.0603 | 30.2802 | 14.9576 | 13.141 | 11.191 | 9.3997 | 7.7441 | 6.129 | 4.5109 | 2.9296 | 1.4387 | 0 | 0 | 0 | 0 | 0 | 0 | 0 | 0 | 0 | 8772.9518 | 8408.7388 | 7961.6272 | 7390.4148 | 6942.3409 | 6504.7522 | 6060.8894 | 5604.5236 | 5228.7838 | 4810.2406 | 4917.014 | 5073.0649 | 5127.6612 | 5251.4998 | 5419.0362 | 5585.3198 | 5667.0547 | 5791.3582 | 5921.6021 | 6038.5474 | 6121.5215 | 6259.5748 | 6442.3701 | 6619.7434 | 6795.0968 | 7003.6436 | 7186.1705 | 7433.2877 | 7623.0955 | 7808.3447 | 7982.5473 | 8231.2481 | 8391.1161 | 8546.2081 | 8722.787 | 8902.8664 | 9100.025 | 9164.6696 | 9387.3295 | 9623.2045 | 9811.3007 | 10075.6007 | 10325.4815 | 10679.0787 | 10905.3082 | 11293.4258 | 11626.3176 | 5869.4521 | 5270.0193 | 4586.7406 | 3937.3391 | 3315.1752 | 2681.5021 | 2017.0077 | 1338.7681 | 671.9262 | 0 | 0 | 0 | 0 | 0 | 0 | 0 | 0 | 0 | 269307.7189 | 258127.2898 | 244402.0814 | 226867.2848 | 213112.535 | 199679.6531 | 186054.1756 | 172044.8847 | 160510.6106 | 147662.3777 | 150940.0554 | 155730.4291 | 157406.3971 | 161207.9353 | 166350.8842 | 171455.3764 | 173964.4336 | 177780.2403 | 181778.403 | 185368.3314 | 187915.4284 | 192153.3204 | 197764.6784 | 203209.5988 | 208592.5091 | 214994.3743 | 220597.495 | 228183.3771 | 234010.0026 | 239696.6904 | 245044.2746 | 252678.7693 | 257586.3158 | 262347.2554 | 267767.7868 | 273295.7728 | 279348.0501 | 281332.4799 | 288167.5827 | 295408.3544 | 301182.4401 | 309295.7908 | 316966.506 | 327821.059 | 334765.7383 | 346679.9787 | 356898.9274 | 180177.5262 | 161776.4372 | 140801.4861 | 120866.4806 | 101767.6034 | 82315.4212 | 61917.0998 | 41096.8373 | 20626.4575 | 0 | 0 | 0 | 0 | 0 | 0 | 0 | 0 | 0 | [7 empty] | 956.9909 | 1090.5248 | 1205.2061 | 1316.8804 | 1325.7786 | 1328.9574 | 1331.049 | 1334.6545 | 1344.5924 | 1331.9741 | 1347.5255 | 1354.6679 | 1334.2166 | 1337.0205 | 1349.7932 | 1358.0434 | 1380.8679 | 1382.5859 | 1377.1204 | 1380.5416 | 1389.2811 | 1383.2808 | 1370.9978 | 1373.9233 | 1384.679 | 1383.1329 | 1387.5595 | 1363.7002 | 1356.793 | 1370.9881 | 1365.8356 | 1369.9496 | 1374.7513 | 1379.2735 | 1387.1625 | 1381.6244 | 1375.4502 | 1360.457 | 1365.1379 | 1365.7311 | 1360.7347 | 1205.7529 | 1047.8607 | 889.2109 | 747.1733 | 610.71 | 475.2123 | 351.6389 | 228.7344 | 111.52 | 0 | 0 | 0 | 0 | 0 | 0 | 0 | 0 | 0 | [7 empty] | 1001.2312 | 1122.7355 | 1232.6768 | 1338.869 | 1346.8424 | 1333.31 | 1330.6087 | 1337.911 | 1343.7414 | 1330.8035 | 1350.5257 | 1353.0732 | 1355.6532 | 1375.8191 | 1373.5488 | 1368.6257 | 1376.283 | 1383.9001 | 1384.1028 | 1392.8889 | 1397.6242 | 1384.5352 | 1371.2642 | 1357.5828 | 1343.3394 | 1354.5667 | 1350.9656 | 1340.9161 | 1340.3587 | 1340.7536 | 1321.6039 | 1310.0097 | 1308.4998 | 1322.1562 | 1330.9608 | 1344.5569 | 1342.3579 | 1350.2648 | 1359.0082 | 1362.0422 | 1349.4815 | 1192.141 | 1034.5555 | 888.7547 | 746.2367 | 604.6354 | 469.1786 | 344.4019 | 222.6778 | 108.9194 | 0 | 0 | 0 | 0 | 0 | 0 | 0 | 0 | 0 | [7 empty] | 995.7145 | 1115.0059 | 1249.9839 | 1378.3292 | 1378.0716 | 1394.5396 | 1389.2246 | 1397.9562 | 1409.6475 | 1413.3169 | 1414.0571 | 1416.7212 | 1415.4882 | 1405.3641 | 1390.7159 | 1386.7805 | 1391.2998 | 1397.4074 | 1401.6915 | 1414.2385 | 1428.5301 | 1438.8692 | 1441.9148 | 1441.4172 | 1450.5202 | 1459.8313 | 1459.0085 | 1462.5375 | 1462.0856 | 1447.0044 | 1444.3028 | 1422.828 | 1421.5057 | 1428.8472 | 1430.3586 | 1427.9953 | 1427.6779 | 1439.8805 | 1433.3085 | 1440.383 | 1462.1562 | 1283.4037 | 1127.9482 | 965.2029 | 811.2741 | 668.2306 | 530.8618 | 392.6003 | 256.788 | 126.2654 | 0 | 0 | 0 | 0 | 0 | 0 | 0 | 0 | 0 | [7 empty] | 923.1948 | 1033.2016 | 1105.9985 | 1214.2502 | 1193.6532 | 1183.9432 | 1188.6562 | 1222.2506 | 1228.4736 | 1218.4145 | 1230.7652 | 1238.113 | 1268.2905 | 1300.69 | 1294.7995 | 1299.3093 | 1301.245 | 1319.4819 | 1299.3868 | 1291.6633 | 1325.6483 | 1314.606 | 1309.6726 | 1271.26 | 1292.0526 | 1326.4793 | 1325.0185 | 1331.7387 | 1330.5497 | 1336.0711 | 1358.8436 | 1357.6701 | 1386.9844 | 1464.669 | 1480.8855 | 1460.7154 | 1427.4306 | 1455.767 | 1464.2601 | 1471.4835 | 1509.5996 | 1322.3082 | 1147.2602 | 972.4321 | 769.7231 | 627.9974 | 493.824 | 359.8683 | 231.1668 | 112.088 | 0 | 0 | 0 | 0 | 0 | 0 | 0 | 0 | 0
CV-G65 | Springfield | 201142 | 201142: L208 HIGH ST. - CIC |  |  | 1PH | UG | Zone 3 | 122 | 107650.3 | 89.64% | 10.36% | 50% | 98% | 83.36% | 135.6334 | 124.0992 | 113.0732 | 102.5331 | 92.4574 | 82.8256 | 73.6182 | 64.8165 | 56.4027 | 48.3596 | 15.6672 | 14.3349 | 13.0613 | 11.8438 | 10.6799 | 9.5673 | 8.5038 | 7.4871 | 6.5152 | 5.5861 | 2848.3021 | 2606.0838 | 2374.5382 | 2153.195 | 1941.6047 | 1739.3375 | 1545.9827 | 1361.1475 | 1184.4566 | 1015.551 | 60867.1821 | 55691.0652 | 50743.0196 | 46012.996 | 41491.3877 | 37169.0116 | 33037.089 | 29087.2281 | 25311.4069 | 21701.9569 | 63715.4842 | 58297.1491 | 53117.5579 | 48166.191 | 43432.9924 | 38908.3491 | 34583.0717 | 30448.3756 | 26495.8635 | 22717.5079 | 7.0795 | 2.2032 | 2.0158 | 1.8367 | 1.6655 | 1.5018 | 1.3454 | 1.1958 | 1.0529 | 0.91619 | 0.78554 | 1039.9041 | 951.4711 | 866.9347 | 786.1232 | 708.8724 | 635.0254 | 564.4323 | 496.9497 | 432.4405 | 370.7738 | 0 | 0 | 0 | 0 | 0 | 0 | 0 | 0 | 0 | 0 | 0 | 0 | 0 | 0 | 0 | 0 | 0 | 0 | 0 | 0 | 147.6993 | 149.361 | 150.1456 | 149.2073 | 149.9902 | 150.0487 | 150.5217 | 150.6553 | 153.3279 | 155.3823 | 155.3532 | 157.2097 | 156.6105 | 157.5949 | 158.9129 | 159.3265 | 159.41 | 159.7103 | 159.5713 | 158.43 | 156.7787 | 156.335 | 156.8445 | 157.533 | 158.016 | 159.4304 | 161.0415 | 162.2071 | 162.5504 | 162.4943 | 163.5205 | 164.5702 | 164.4774 | 164.8753 | 164.8243 | 163.1242 | 162.8196 | 160.3987 | 160.2497 | 161.0773 | 161.2477 | 160.9813 | 160.9455 | 162.3211 | 161.5802 | 162.3777 | 164.8323 | 164.6837 | 166.7774 | 167.0298 | 167.7073 | 169.6996 | 172.4891 | 174.0652 | 174.7415 | 175.8049 | 178.4735 | 178.0015 | 177.5495 | 178.3515 | 177.7632 | 178.9134 | 180.165 | 178.2742 | 177.0621 | 17.061 | 17.2529 | 17.3435 | 17.2352 | 17.3256 | 17.3324 | 17.387 | 17.4024 | 17.7111 | 17.9484 | 17.9451 | 18.1595 | 18.0903 | 18.204 | 18.3563 | 18.4041 | 18.4137 | 18.4484 | 18.4323 | 18.3005 | 18.1097 | 18.0585 | 18.1173 | 18.1969 | 18.2527 | 18.4161 | 18.6022 | 18.7368 | 18.7765 | 18.77 | 18.8885 | 19.0098 | 18.999 | 19.045 | 19.0391 | 18.8427 | 18.8075 | 18.5279 | 18.5107 | 18.6063 | 18.626 | 18.5952 | 18.5911 | 18.75 | 18.6644 | 18.7565 | 19.04 | 19.0229 | 19.2647 | 19.2939 | 19.3721 | 19.6023 | 19.9245 | 20.1065 | 20.1847 | 20.3075 | 20.6157 | 20.5612 | 20.509 | 20.6017 | 20.5337 | 20.6666 | 20.8111 | 20.5927 | 20.4527 | 135.6334 | 125.4954 | 114.946 | 103.58 | 93.8914 | 84.1431 | 75.025 | 66.1138 | 58.5521 | 50.8751 | 50.8656 | 51.4735 | 51.2773 | 51.5996 | 52.0311 | 52.1666 | 52.1939 | 52.2922 | 52.2467 | 51.873 | 51.3323 | 51.1871 | 51.3539 | 51.5793 | 51.7375 | 52.2006 | 52.7281 | 53.1097 | 53.2221 | 53.2038 | 53.5398 | 53.8834 | 53.8531 | 53.9833 | 53.9666 | 53.41 | 53.3103 | 52.5176 | 52.4688 | 52.7398 | 52.7956 | 52.7083 | 52.6966 | 53.147 | 52.9045 | 53.1656 | 53.9692 | 53.9206 | 54.6061 | 54.6888 | 54.9106 | 55.5629 | 56.4762 | 56.9923 | 57.2137 | 57.5619 | 23.6342 | 20.4564 | 17.434 | 14.6604 | 11.8944 | 9.3566 | 6.905 | 4.4516 | 2.1609 | 15.6672 | 14.4962 | 13.2776 | 11.9647 | 10.8455 | 9.7195 | 8.6663 | 7.6369 | 6.7634 | 5.8767 | 5.8756 | 5.9458 | 5.9231 | 5.9603 | 6.0102 | 6.0258 | 6.029 | 6.0404 | 6.0351 | 5.9919 | 5.9295 | 5.9127 | 5.932 | 5.958 | 5.9763 | 6.0298 | 6.0907 | 6.1348 | 6.1478 | 6.1456 | 6.1845 | 6.2242 | 6.2207 | 6.2357 | 6.2338 | 6.1695 | 6.158 | 6.0664 | 6.0608 | 6.0921 | 6.0985 | 6.0884 | 6.0871 | 6.1391 | 6.1111 | 6.1412 | 6.2341 | 6.2285 | 6.3076 | 6.3172 | 6.3428 | 6.4182 | 6.5237 | 6.5833 | 6.6088 | 6.6491 | 2.73 | 2.363 | 2.0138 | 1.6934 | 1.3739 | 1.0808 | 0.79761 | 0.51422 | 0.24961 | 3175.7078 | 3002.9813 | 2811.0562 | 2588.8229 | 2398.2989 | 2196.5778 | 2001.6362 | 1802.6942 | 1631.6375 | 1448.8966 | 1480.4955 | 1531.1476 | 1558.8689 | 1603.1773 | 1652.1499 | 1692.8924 | 1731.0422 | 1772.4582 | 1809.8757 | 1836.4632 | 1857.3028 | 1892.7921 | 1940.7375 | 1992.1407 | 2042.2097 | 2105.8208 | 2173.8974 | 2237.803 | 2291.8756 | 2341.4886 | 2408.1139 | 2476.8905 | 2529.9553 | 2591.8683 | 2648.071 | 2678.4132 | 2732.2277 | 2750.8183 | 2808.7236 | 2885.3407 | 2951.9373 | 3011.8954 | 3077.4729 | 3172.0595 | 3227.0483 | 3314.3217 | 3438.4392 | 3510.9164 | 3633.7754 | 3719.3386 | 3816.5822 | 3946.8845 | 4100.0218 | 4228.5085 | 4338.3273 | 4460.7532 | 1871.8211 | 1655.7862 | 1442.194 | 1239.433 | 1027.7056 | 826.2186 | 623.1497 | 410.5832 | 203.6872 | 67863.722 | 64172.6201 | 60071.2508 | 55322.2061 | 51250.7773 | 46940.07 | 42774.2396 | 38522.9207 | 34867.5017 | 30962.3942 | 31637.6519 | 32720.0689 | 33312.4625 | 34259.3179 | 35305.8431 | 36176.4956 | 36991.7424 | 37876.7887 | 38676.3857 | 39244.5523 | 39689.8863 | 40448.28 | 41472.8559 | 42571.323 | 43641.2789 | 45000.6266 | 46455.3986 | 47821.0385 | 48976.5499 | 50036.7607 | 51460.5198 | 52930.2499 | 54064.2262 | 55387.2849 | 56588.3154 | 57236.7169 | 58386.7131 | 58783.9886 | 60021.4042 | 61658.6832 | 63081.828 | 64363.1117 | 65764.4779 | 67785.7603 | 68960.8498 | 70825.8506 | 73478.1972 | 75027.0086 | 77652.4621 | 79480.9165 | 81558.975 | 84343.4899 | 87615.9774 | 90361.6913 | 92708.48 | 95324.6771 | 40000.1365 | 35383.5508 | 30819.1624 | 26486.2328 | 21961.6957 | 17655.9914 | 13316.4823 | 8774.0136 | 4352.7225 | [7 empty] | 0 | 0 | 0 | 0 | 0 | 0 | 0 | 0 | 0 | 0 | 0 | 0 | 0 | 0 | 0 | 0 | 0 | 0 | 0 | 0 | 0 | 0 | 0 | 0 | 0 | 0 | 0 | 0 | 0 | 0 | 0 | 0 | 0 | 0 | 0 | 0 | 0 | 0 | 0 | 0 | 0 | 0 | 0 | 0 | 0 | 0 | 0 | 0 | 0 | 0 | 0 | 0 | 0 | 0 | 0 | 0 | 0 | 0 | 0 | [7 empty] | 0 | 0 | 0 | 0 | 0 | 0 | 0 | 0 | 0 | 0 | 0 | 0 | 0 | 0 | 0 | 0 | 0 | 0 | 0 | 0 | 0 | 0 | 0 | 0 | 0 | 0 | 0 | 0 | 0 | 0 | 0 | 0 | 0 | 0 | 0 | 0 | 0 | 0 | 0 | 0 | 0 | 0 | 0 | 0 | 0 | 0 | 0 | 0 | 0 | 0 | 0 | 0 | 0 | 0 | 0 | 0 | 0 | 0 | 0 | [7 empty] | 0 | 0 | 0 | 0 | 0 | 0 | 0 | 0 | 0 | 0 | 0 | 0 | 0 | 0 | 0 | 0 | 0 | 0 | 0 | 0 | 0 | 0 | 0 | 0 | 0 | 0 | 0 | 0 | 0 | 0 | 0 | 0 | 0 | 0 | 0 | 0 | 0 | 0 | 0 | 0 | 0 | 0 | 0 | 0 | 0 | 0 | 0 | 0 | 0 | 0 | 0 | 0 | 0 | 0 | 0 | 0 | 0 | 0 | 0 | [7 empty] | 0 | 0 | 0 | 0 | 0 | 0 | 0 | 0 | 0 | 0 | 0 | 0 | 0 | 0 | 0 | 0 | 0 | 0 | 0 | 0 | 0 | 0 | 0 | 0 | 0 | 0 | 0 | 0 | 0 | 0 | 0 | 0 | 0 | 0 | 0 | 0 | 0 | 0 | 0 | 0 | 0 | 0 | 0 | 0 | 0 | 0 | 0 | 0 | 0 | 0 | 0 | 0 | 0 | 0 | 0 | 0 | 0 | 0 | 0
DM-G6 | Brattleboro | 201143 | 201143: L61 DOVER RD. - CIC | 498311 | 0 | 1PH | UG | Zone 3 | 170 | 245801.3 | 89.45% | 10.55% | 50% | 98% | 83.36% | 235.9336 | 215.87 | 196.6903 | 178.3558 | 160.8291 | 144.0747 | 128.0585 | 112.748 | 98.1122 | 84.1212 | 27.838 | 25.4706 | 23.2076 | 21.0443 | 18.9763 | 16.9995 | 15.1097 | 13.3032 | 11.5763 | 9.9255 | 4954.6065 | 4533.269 | 4130.4967 | 3745.4714 | 3377.4111 | 3025.5684 | 2689.2287 | 2367.7089 | 2060.3559 | 1766.5457 | 108150.4929 | 98953.4253 | 90161.601 | 81757.1641 | 73723.0455 | 66042.928 | 58701.2136 | 51682.9916 | 44974.0081 | 38560.6373 | 113105.0994 | 103486.6944 | 94292.0977 | 85502.6355 | 77100.4566 | 69068.4964 | 61390.4424 | 54050.7005 | 47034.364 | 40327.183 | 39.4003 | 2.5167 | 2.3027 | 2.0981 | 1.9025 | 1.7156 | 1.5369 | 1.366 | 1.2027 | 1.0466 | 0.89733 | 1187.8943 | 1086.8763 | 990.3094 | 897.9974 | 809.753 | 725.3967 | 644.7574 | 567.6713 | 493.9817 | 423.5391 | 0 | 0 | 0 | 0 | 0 | 0 | 0 | 0 | 0 | 0 | 0 | 0 | 0 | 0 | 0 | 0 | 0 | 0 | 0 | 0 | 256.9221 | 260.1121 | 261.1238 | 260.5429 | 260.4555 | 262.7736 | 263.8436 | 263.9323 | 267.6791 | 269.2508 | 269.4237 | 270.6926 | 266.9941 | 267.1033 | 268.9596 | 269.7641 | 267.7603 | 267.8839 | 267.8736 | 266.5162 | 264.6592 | 263.1316 | 265.4255 | 267.6404 | 269.0747 | 270.1122 | 272.2467 | 275.0287 | 275.6922 | 275.0977 | 274.5706 | 276.2481 | 276.1704 | 275.6155 | 274.9831 | 274.066 | 276.0521 | 271.9944 | 271.4409 | 273.7681 | 273.9371 | 277.2524 | 278.031 | 282.3143 | 281.6899 | 284.2326 | 286.1992 | 284.7049 | 288.5956 | 289.2485 | 289.4027 | 291.8603 | 295.2146 | 296.314 | 294.8545 | 297.4524 | 300.9205 | 301.1582 | 300.5184 | 301.2085 | 299.6194 | 301.581 | 304.7866 | 302.3812 | 301.3585 | 30.3144 | 30.6908 | 30.8102 | 30.7416 | 30.7313 | 31.0048 | 31.1311 | 31.1415 | 31.5836 | 31.7691 | 31.7895 | 31.9392 | 31.5028 | 31.5157 | 31.7347 | 31.8296 | 31.5932 | 31.6078 | 31.6066 | 31.4464 | 31.2273 | 31.0471 | 31.3177 | 31.5791 | 31.7483 | 31.8707 | 32.1226 | 32.4508 | 32.5291 | 32.459 | 32.3968 | 32.5947 | 32.5855 | 32.5201 | 32.4454 | 32.3372 | 32.5716 | 32.0928 | 32.0275 | 32.3021 | 32.322 | 32.7132 | 32.8051 | 33.3105 | 33.2368 | 33.5368 | 33.7688 | 33.5925 | 34.0516 | 34.1286 | 34.1468 | 34.4368 | 34.8326 | 34.9623 | 34.7901 | 35.0966 | 35.5058 | 35.5339 | 35.4584 | 35.5398 | 35.3523 | 35.5837 | 35.962 | 35.6782 | 35.5575 | 235.9336 | 218.5502 | 199.9069 | 180.8693 | 163.0409 | 147.356 | 131.5084 | 115.8244 | 102.22 | 88.1579 | 88.2145 | 88.6299 | 87.419 | 87.4547 | 88.0625 | 88.3259 | 87.6699 | 87.7103 | 87.707 | 87.2625 | 86.6545 | 86.1543 | 86.9054 | 87.6306 | 88.1002 | 88.4399 | 89.1388 | 90.0496 | 90.2669 | 90.0723 | 89.8997 | 90.4489 | 90.4235 | 90.2418 | 90.0347 | 89.7345 | 90.3847 | 89.0562 | 88.875 | 89.6369 | 89.6922 | 90.7778 | 91.0327 | 92.4351 | 92.2307 | 93.0632 | 93.7071 | 93.2178 | 94.4917 | 94.7055 | 94.756 | 95.5606 | 96.6589 | 97.0189 | 96.541 | 97.3916 | 39.8491 | 34.6099 | 29.5087 | 24.7592 | 20.0479 | 15.7717 | 11.6812 | 7.5507 | 3.6778 | 27.838 | 25.7869 | 23.5872 | 21.3409 | 19.2373 | 17.3866 | 15.5168 | 13.6662 | 12.061 | 10.4018 | 10.4085 | 10.4575 | 10.3146 | 10.3188 | 10.3906 | 10.4216 | 10.3442 | 10.349 | 10.3486 | 10.2962 | 10.2244 | 10.1654 | 10.254 | 10.3396 | 10.395 | 10.4351 | 10.5175 | 10.625 | 10.6506 | 10.6277 | 10.6073 | 10.6721 | 10.6691 | 10.6477 | 10.6233 | 10.5878 | 10.6646 | 10.5078 | 10.4864 | 10.5763 | 10.5828 | 10.7109 | 10.741 | 10.9065 | 10.8824 | 10.9806 | 11.0566 | 10.9988 | 11.1491 | 11.1744 | 11.1803 | 11.2753 | 11.4048 | 11.4473 | 11.3909 | 11.4913 | 4.7018 | 4.0836 | 3.4817 | 2.9214 | 2.3655 | 1.8609 | 1.3783 | 0.89091 | 0.43395 | 5524.1269 | 5229.6887 | 4888.8132 | 4520.5503 | 4164.6068 | 3846.7693 | 3508.5898 | 3158.1301 | 2848.5038 | 2510.689 | 2567.5722 | 2636.417 | 2657.604 | 2717.1821 | 2796.2593 | 2866.3251 | 2907.6252 | 2972.9647 | 3038.2531 | 3089.3591 | 3135.3268 | 3185.8088 | 3284.2798 | 3384.5436 | 3477.5402 | 3567.7499 | 3675.0538 | 3794.2852 | 3887.1146 | 3964.0652 | 4043.512 | 4157.7168 | 4247.9911 | 4332.7237 | 4417.8844 | 4500.0196 | 4632.347 | 4664.6706 | 4757.5921 | 4903.9459 | 5014.9256 | 5187.2829 | 5316.2904 | 5516.9526 | 5625.8551 | 5801.5224 | 5970.1794 | 6069.6681 | 6287.9722 | 6440.8445 | 6586.0536 | 6788.1048 | 7017.174 | 7198.2591 | 7320.3858 | 7547.3517 | 3156.0389 | 2801.4015 | 2441.0424 | 2093.2131 | 1732.1949 | 1392.6953 | 1054.1876 | 696.4141 | 346.6743 | 120582.1386 | 114155.0616 | 106714.3395 | 98675.7973 | 90906.1659 | 83968.3221 | 76586.4488 | 68936.5201 | 62177.9128 | 54803.9989 | 56045.6616 | 57548.4245 | 58010.8994 | 59311.3866 | 61037.5069 | 62566.9212 | 63468.4299 | 64894.6792 | 66319.8111 | 67435.3676 | 68438.7637 | 69540.6979 | 71690.1489 | 73878.7341 | 75908.6907 | 77877.8123 | 80220.0697 | 82822.6867 | 84848.9904 | 86528.6895 | 88262.8759 | 90755.7682 | 92726.3018 | 94575.868 | 96434.7775 | 98227.6478 | 101116.1269 | 101821.6941 | 103850.0107 | 107044.6591 | 109467.1552 | 113229.4166 | 116045.428 | 120425.5364 | 122802.6906 | 126637.2025 | 130318.6944 | 132490.3594 | 137255.5606 | 140592.4998 | 143762.1637 | 148172.5914 | 153172.7754 | 157125.5514 | 159791.3642 | 164745.6383 | 68890.873 | 61149.7512 | 53283.734 | 45691.2227 | 37810.82 | 30400.1308 | 23011.092 | 15201.5157 | 7567.2998 | [7 empty] | 0 | 0 | 0 | 0 | 0 | 0 | 0 | 0 | 0 | 0 | 0 | 0 | 0 | 0 | 0 | 0 | 0 | 0 | 0 | 0 | 0 | 0 | 0 | 0 | 0 | 0 | 0 | 0 | 0 | 0 | 0 | 0 | 0 | 0 | 0 | 0 | 0 | 0 | 0 | 0 | 0 | 0 | 0 | 0 | 0 | 0 | 0 | 0 | 0 | 0 | 0 | 0 | 0 | 0 | 0 | 0 | 0 | 0 | 0 | [7 empty] | 0 | 0 | 0 | 0 | 0 | 0 | 0 | 0 | 0 | 0 | 0 | 0 | 0 | 0 | 0 | 0 | 0 | 0 | 0 | 0 | 0 | 0 | 0 | 0 | 0 | 0 | 0 | 0 | 0 | 0 | 0 | 0 | 0 | 0 | 0 | 0 | 0 | 0 | 0 | 0 | 0 | 0 | 0 | 0 | 0 | 0 | 0 | 0 | 0 | 0 | 0 | 0 | 0 | 0 | 0 | 0 | 0 | 0 | 0 | [7 empty] | 0 | 0 | 0 | 0 | 0 | 0 | 0 | 0 | 0 | 0 | 0 | 0 | 0 | 0 | 0 | 0 | 0 | 0 | 0 | 0 | 0 | 0 | 0 | 0 | 0 | 0 | 0 | 0 | 0 | 0 | 0 | 0 | 0 | 0 | 0 | 0 | 0 | 0 | 0 | 0 | 0 | 0 | 0 | 0 | 0 | 0 | 0 | 0 | 0 | 0 | 0 | 0 | 0 | 0 | 0 | 0 | 0 | 0 | 0 | [7 empty] | 0 | 0 | 0 | 0 | 0 | 0 | 0 | 0 | 0 | 0 | 0 | 0 | 0 | 0 | 0 | 0 | 0 | 0 | 0 | 0 | 0 | 0 | 0 | 0 | 0 | 0 | 0 | 0 | 0 | 0 | 0 | 0 | 0 | 0 | 0 | 0 | 0 | 0 | 0 | 0 | 0 | 0 | 0 | 0 | 0 | 0 | 0 | 0 | 0 | 0 | 0 | 0 | 0 | 0 | 0 | 0 | 0 | 0 | 0
DM-G6 | Brattleboro | 201149 | 201149: L6 VT RT 30 - CIC | 476653 | 0 | 1PH | UG | Zone 3 | 194 | 251576.7 | 89.45% | 10.55% | 50% | 98% | 83.36% | 269.2419 | 246.3457 | 224.4584 | 203.5354 | 183.5344 | 164.4146 | 146.1374 | 128.6654 | 111.9633 | 95.9972 | 31.768 | 29.0665 | 26.484 | 24.0153 | 21.6553 | 19.3994 | 17.2428 | 15.1813 | 13.2106 | 11.3268 | 5654.0803 | 5173.26 | 4713.6256 | 4274.2438 | 3854.2221 | 3452.7075 | 3068.8846 | 2701.9737 | 2351.2297 | 2015.9403 | 123418.7978 | 112923.3207 | 102890.2976 | 93299.352 | 84131.0048 | 75366.6355 | 66988.4438 | 58979.4139 | 51323.2798 | 44004.492 | 129072.8782 | 118096.5806 | 107603.9233 | 97573.5958 | 87985.2269 | 78819.343 | 70057.3283 | 61681.3876 | 53674.5095 | 46020.4323 | 39.4003 | 2.872 | 2.6278 | 2.3943 | 2.1711 | 1.9578 | 1.7538 | 1.5589 | 1.3725 | 1.1943 | 1.024 | 1355.597 | 1240.3176 | 1130.1178 | 1024.7736 | 924.071 | 827.8057 | 735.782 | 647.8131 | 563.7203 | 483.3328 | 0 | 0 | 0 | 0 | 0 | 0 | 0 | 0 | 0 | 0 | 0 | 0 | 0 | 0 | 0 | 0 | 0 | 0 | 0 | 0 | 293.1935 | 296.8338 | 297.9883 | 297.3254 | 297.2257 | 299.871 | 301.0921 | 301.1933 | 305.4691 | 307.2627 | 307.46 | 308.908 | 304.6874 | 304.812 | 306.9304 | 307.8485 | 305.5618 | 305.7029 | 305.6911 | 304.142 | 302.0229 | 300.2796 | 302.8973 | 305.4249 | 307.0617 | 308.2457 | 310.6815 | 313.8562 | 314.6134 | 313.935 | 313.3335 | 315.2478 | 315.1591 | 314.5259 | 313.8043 | 312.7577 | 315.0241 | 310.3936 | 309.762 | 312.4178 | 312.6106 | 316.394 | 317.2824 | 322.1705 | 321.4579 | 324.3595 | 326.6037 | 324.8986 | 329.3386 | 330.0836 | 330.2596 | 333.0641 | 336.892 | 338.1466 | 336.481 | 339.4457 | 343.4034 | 343.6746 | 342.9445 | 343.7321 | 341.9186 | 344.1572 | 347.8153 | 345.0703 | 343.9032 | 34.5941 | 35.0236 | 35.1598 | 35.0816 | 35.0699 | 35.382 | 35.5261 | 35.538 | 36.0425 | 36.2541 | 36.2774 | 36.4483 | 35.9503 | 35.965 | 36.2149 | 36.3232 | 36.0534 | 36.0701 | 36.0687 | 35.8859 | 35.6359 | 35.4302 | 35.7391 | 36.0373 | 36.2304 | 36.3701 | 36.6575 | 37.0321 | 37.1214 | 37.0414 | 36.9704 | 37.1963 | 37.1858 | 37.1111 | 37.026 | 36.9025 | 37.1699 | 36.6235 | 36.549 | 36.8624 | 36.8851 | 37.3315 | 37.4364 | 38.0131 | 37.929 | 38.2714 | 38.5362 | 38.335 | 38.8589 | 38.9468 | 38.9675 | 39.2985 | 39.7501 | 39.8981 | 39.7016 | 40.0514 | 40.5184 | 40.5504 | 40.4642 | 40.5572 | 40.3432 | 40.6073 | 41.039 | 40.7151 | 40.5774 | 269.2419 | 249.4043 | 228.1291 | 206.4038 | 186.0585 | 168.1592 | 150.0743 | 132.1761 | 116.6511 | 100.6037 | 100.6683 | 101.1424 | 99.7605 | 99.8013 | 100.4949 | 100.7955 | 100.0468 | 100.093 | 100.0891 | 99.5819 | 98.8881 | 98.3173 | 99.1744 | 100.002 | 100.5379 | 100.9255 | 101.7231 | 102.7625 | 103.0105 | 102.7883 | 102.5914 | 103.2182 | 103.1891 | 102.9818 | 102.7455 | 102.4029 | 103.1449 | 101.6288 | 101.422 | 102.2916 | 102.3547 | 103.5934 | 103.8843 | 105.4848 | 105.2515 | 106.2015 | 106.9363 | 106.378 | 107.8317 | 108.0757 | 108.1333 | 109.0516 | 110.3049 | 110.7157 | 110.1703 | 111.141 | 45.4748 | 39.496 | 33.6746 | 28.2546 | 22.8782 | 17.9983 | 13.3303 | 8.6167 | 4.197 | 31.768 | 29.4274 | 26.9171 | 24.3537 | 21.9532 | 19.8412 | 17.7074 | 15.5955 | 13.7637 | 11.8703 | 11.8779 | 11.9339 | 11.7708 | 11.7756 | 11.8575 | 11.8929 | 11.8046 | 11.81 | 11.8096 | 11.7497 | 11.6679 | 11.6005 | 11.7016 | 11.7993 | 11.8625 | 11.9083 | 12.0024 | 12.125 | 12.1543 | 12.1281 | 12.1048 | 12.1788 | 12.1754 | 12.1509 | 12.123 | 12.0826 | 12.1701 | 11.9913 | 11.9668 | 12.0694 | 12.0769 | 12.2231 | 12.2574 | 12.4462 | 12.4187 | 12.5308 | 12.6175 | 12.5516 | 12.7231 | 12.7519 | 12.7587 | 12.8671 | 13.0149 | 13.0634 | 12.9991 | 13.1136 | 5.3656 | 4.6602 | 3.9733 | 3.3338 | 2.6994 | 2.1236 | 1.5729 | 1.0167 | 0.49521 | 6304.0036 | 5967.9977 | 5578.9986 | 5158.7456 | 4752.5513 | 4389.8426 | 4003.9201 | 3603.9838 | 3250.6455 | 2865.1392 | 2930.053 | 3008.617 | 3032.7951 | 3100.7842 | 3191.0254 | 3270.9828 | 3318.1134 | 3392.6774 | 3467.1829 | 3525.5039 | 3577.9612 | 3635.57 | 3747.9428 | 3862.3615 | 3968.4871 | 4071.4323 | 4193.8849 | 4329.949 | 4435.8837 | 4523.6979 | 4614.3608 | 4744.6885 | 4847.7075 | 4944.4024 | 5041.5857 | 5135.3165 | 5286.3255 | 5323.2123 | 5429.2522 | 5596.2676 | 5722.9151 | 5919.6052 | 6066.8255 | 6295.8165 | 6420.0935 | 6620.5608 | 6813.0283 | 6926.5624 | 7175.6859 | 7350.1402 | 7515.8494 | 7746.4255 | 8007.8338 | 8214.484 | 8353.852 | 8612.8602 | 3601.5974 | 3196.8935 | 2785.6601 | 2388.7255 | 1976.7401 | 1589.3111 | 1203.0141 | 794.7314 | 395.6165 | 137605.4994 | 130271.0703 | 121779.8934 | 112606.4981 | 103739.9776 | 95822.6735 | 87398.6533 | 78668.7347 | 70955.9711 | 62541.0341 | 63957.9904 | 65672.9079 | 66200.6734 | 67684.7588 | 69654.5667 | 71399.8983 | 72428.6788 | 74056.281 | 75682.608 | 76955.6548 | 78100.7069 | 79358.2082 | 81811.1111 | 84308.673 | 86625.2118 | 88872.3269 | 91545.2561 | 94515.3012 | 96827.6714 | 98744.5044 | 100723.5172 | 103568.3473 | 105817.0738 | 107927.7552 | 110049.0991 | 112095.0805 | 115391.3448 | 116196.5215 | 118511.1887 | 122156.8463 | 124921.3419 | 129214.746 | 132428.3119 | 137426.7886 | 140139.541 | 144515.3958 | 148716.6277 | 151194.8807 | 156632.8162 | 160440.8527 | 164057.9986 | 169091.0749 | 174797.1672 | 179307.9822 | 182350.1451 | 188003.8461 | 78616.6433 | 69782.6573 | 60806.1436 | 52141.7483 | 43148.8181 | 34691.9139 | 26259.7168 | 17347.612 | 8635.6244 | [7 empty] | 0 | 0 | 0 | 0 | 0 | 0 | 0 | 0 | 0 | 0 | 0 | 0 | 0 | 0 | 0 | 0 | 0 | 0 | 0 | 0 | 0 | 0 | 0 | 0 | 0 | 0 | 0 | 0 | 0 | 0 | 0 | 0 | 0 | 0 | 0 | 0 | 0 | 0 | 0 | 0 | 0 | 0 | 0 | 0 | 0 | 0 | 0 | 0 | 0 | 0 | 0 | 0 | 0 | 0 | 0 | 0 | 0 | 0 | 0 | [7 empty] | 0 | 0 | 0 | 0 | 0 | 0 | 0 | 0 | 0 | 0 | 0 | 0 | 0 | 0 | 0 | 0 | 0 | 0 | 0 | 0 | 0 | 0 | 0 | 0 | 0 | 0 | 0 | 0 | 0 | 0 | 0 | 0 | 0 | 0 | 0 | 0 | 0 | 0 | 0 | 0 | 0 | 0 | 0 | 0 | 0 | 0 | 0 | 0 | 0 | 0 | 0 | 0 | 0 | 0 | 0 | 0 | 0 | 0 | 0 | [7 empty] | 0 | 0 | 0 | 0 | 0 | 0 | 0 | 0 | 0 | 0 | 0 | 0 | 0 | 0 | 0 | 0 | 0 | 0 | 0 | 0 | 0 | 0 | 0 | 0 | 0 | 0 | 0 | 0 | 0 | 0 | 0 | 0 | 0 | 0 | 0 | 0 | 0 | 0 | 0 | 0 | 0 | 0 | 0 | 0 | 0 | 0 | 0 | 0 | 0 | 0 | 0 | 0 | 0 | 0 | 0 | 0 | 0 | 0 | 0 | [7 empty] | 0 | 0 | 0 | 0 | 0 | 0 | 0 | 0 | 0 | 0 | 0 | 0 | 0 | 0 | 0 | 0 | 0 | 0 | 0 | 0 | 0 | 0 | 0 | 0 | 0 | 0 | 0 | 0 | 0 | 0 | 0 | 0 | 0 | 0 | 0 | 0 | 0 | 0 | 0 | 0 | 0 | 0 | 0 | 0 | 0 | 0 | 0 | 0 | 0 | 0 | 0 | 0 | 0 | 0 | 0 | 0 | 0 | 0 | 0
CH-G11 | Springfield | 201152 | 201152: L342 TOWNSHEND RD | 488351 | 0 | 1PH | OH | Zone 3 | 73 | 261770.4 | 85.9% | 14.1% | 50% | 90% | 80.33% | 303.1388 | 280.5557 | 258.9675 | 238.3307 | 218.6031 | 199.7447 | 181.7173 | 164.4842 | 148.0105 | 132.2626 | 49.7638 | 46.0565 | 42.5126 | 39.1248 | 35.8863 | 32.7905 | 29.8311 | 27.002 | 24.2977 | 21.7125 | 6365.9156 | 5891.6689 | 5438.3184 | 5004.9437 | 4590.6643 | 4194.6391 | 3816.0636 | 3454.169 | 3108.2202 | 2777.5148 | 193332.4899 | 178929.6425 | 165161.4167 | 151999.8496 | 139418.2105 | 127390.9466 | 115893.6307 | 104902.9122 | 94396.4692 | 84352.9636 | 199698.4056 | 184821.3114 | 170599.7351 | 157004.7933 | 144008.8749 | 131585.5856 | 119709.6942 | 108357.0811 | 97504.6895 | 87130.4784 | 20.331 | 4.6203 | 4.2761 | 3.9471 | 3.6326 | 3.3319 | 3.0444 | 2.7697 | 2.507 | 2.2559 | 2.0159 | 2180.7983 | 2018.3336 | 1863.0274 | 1714.5644 | 1572.643 | 1436.975 | 1307.2848 | 1183.3091 | 1064.796 | 951.5048 | 0 | 0 | 0 | 0 | 0 | 0 | 0 | 0 | 0 | 0 | 0 | 0 | 0 | 0 | 0 | 0 | 0 | 0 | 0 | 0 | 326.763 | 331.2143 | 332.7522 | 330.0475 | 331.5189 | 333.1279 | 334.3845 | 334.8526 | 339.6487 | 341.9352 | 341.9427 | 345.2273 | 340.5304 | 341.2178 | 344.0823 | 344.8212 | 342.2689 | 341.9248 | 342.1026 | 340.2673 | 337.3435 | 336.2647 | 338.003 | 340.4781 | 341.3511 | 343.7435 | 346.0458 | 348.7109 | 349.6671 | 348.9641 | 349.4935 | 350.8699 | 350.6408 | 350.3984 | 351.0964 | 350.4883 | 350.985 | 347.1304 | 347.5451 | 349.0216 | 349.3314 | 350.5435 | 352.431 | 356.4633 | 355.3954 | 357.0534 | 359.0456 | 358.5788 | 362.3358 | 363.315 | 364.5257 | 368.1816 | 373.4331 | 374.7364 | 374.4804 | 377.0161 | 382.2174 | 382.2213 | 381.8376 | 383.6385 | 382.3376 | 385.0624 | 389.0873 | 385.3657 | 383.8481 | 53.642 | 54.3728 | 54.6252 | 54.1812 | 54.4228 | 54.6869 | 54.8932 | 54.97 | 55.7574 | 56.1327 | 56.134 | 56.6732 | 55.9021 | 56.0149 | 56.4852 | 56.6065 | 56.1875 | 56.131 | 56.1602 | 55.8589 | 55.3789 | 55.2018 | 55.4872 | 55.8935 | 56.0368 | 56.4296 | 56.8075 | 57.245 | 57.402 | 57.2866 | 57.3735 | 57.5995 | 57.5618 | 57.522 | 57.6366 | 57.5368 | 57.6183 | 56.9856 | 57.0536 | 57.296 | 57.3469 | 57.5459 | 57.8557 | 58.5177 | 58.3424 | 58.6145 | 58.9416 | 58.865 | 59.4817 | 59.6425 | 59.8412 | 60.4414 | 61.3035 | 61.5174 | 61.4754 | 61.8917 | 62.7455 | 62.7461 | 62.6832 | 62.9788 | 62.7652 | 63.2126 | 63.8733 | 63.2623 | 63.0132 | 303.1388 | 284.3776 | 263.7142 | 240.7263 | 221.7848 | 203.6355 | 185.9558 | 168.5564 | 153.8472 | 138.4038 | 138.4069 | 139.7364 | 137.8352 | 138.1134 | 139.2729 | 139.572 | 138.5389 | 138.3996 | 138.4716 | 137.7287 | 136.5453 | 136.1086 | 136.8122 | 137.8141 | 138.1674 | 139.1358 | 140.0677 | 141.1464 | 141.5334 | 141.2489 | 141.4632 | 142.0203 | 141.9276 | 141.8294 | 142.112 | 141.8658 | 142.0669 | 140.5067 | 140.6745 | 141.2722 | 141.3976 | 141.8882 | 142.6522 | 144.2843 | 143.8521 | 144.5232 | 145.3295 | 71.8507 | 63.0082 | 53.9811 | 45.3396 | 37.277 | 29.5506 | 21.7319 | 14.1495 | 6.9622 | 0 | 0 | 0 | 0 | 0 | 0 | 0 | 0 | 0 | 49.7638 | 46.6839 | 43.2918 | 39.5181 | 36.4086 | 33.4292 | 30.5268 | 27.6705 | 25.2558 | 22.7206 | 22.7211 | 22.9394 | 22.6273 | 22.673 | 22.8633 | 22.9124 | 22.7428 | 22.7199 | 22.7318 | 22.6098 | 22.4155 | 22.3438 | 22.4593 | 22.6238 | 22.6818 | 22.8408 | 22.9938 | 23.1709 | 23.2344 | 23.1877 | 23.2229 | 23.3143 | 23.2991 | 23.283 | 23.3294 | 23.289 | 23.322 | 23.0658 | 23.0934 | 23.1915 | 23.2121 | 23.2926 | 23.418 | 23.686 | 23.615 | 23.7252 | 23.8576 | 11.7952 | 10.3435 | 8.8616 | 7.443 | 6.1195 | 4.8511 | 3.5676 | 2.3228 | 1.1429 | 0 | 0 | 0 | 0 | 0 | 0 | 0 | 0 | 0 | 7097.6627 | 6804.8728 | 6449.2478 | 6016.5849 | 5665.1203 | 5315.9598 | 4961.2236 | 4595.9493 | 4287.169 | 3941.6673 | 4028.4723 | 4156.6465 | 4190.2961 | 4291.127 | 4422.3483 | 4529.3457 | 4594.7281 | 4691.0917 | 4796.7884 | 4876.0182 | 4940.4704 | 5033.0147 | 5170.3307 | 5322.7724 | 5453.8206 | 5612.8697 | 5774.7738 | 5947.2722 | 6094.7773 | 6216.3402 | 6362.738 | 6528.3284 | 6667.5948 | 6809.5698 | 6973.2452 | 7114.3116 | 7281.1313 | 7359.5936 | 7530.4895 | 7728.8584 | 7905.904 | 8107.8684 | 8330.86 | 8611.5521 | 8774.6397 | 9009.5179 | 9259.1027 | 4678.3982 | 4192.8945 | 3671.2135 | 3151.3482 | 2647.9572 | 2145.2946 | 1612.389 | 1072.9114 | 539.5356 | 0 | 0 | 0 | 0 | 0 | 0 | 0 | 0 | 0 | 215555.6066 | 206663.5932 | 195863.2814 | 182723.3342 | 172049.376 | 161445.3926 | 150672.0725 | 139578.7149 | 130201.076 | 119708.207 | 122344.4712 | 126237.1127 | 127259.0512 | 130321.2804 | 134306.4609 | 137555.9672 | 139541.6259 | 142468.185 | 145678.185 | 148084.3921 | 150041.8012 | 152852.3669 | 157022.6447 | 161652.2901 | 165632.2175 | 170462.5292 | 175379.5471 | 180618.3117 | 185098.0349 | 188789.8938 | 193235.9866 | 198264.9563 | 202494.4698 | 206806.2409 | 211777.0537 | 216061.2314 | 221127.5355 | 223510.4313 | 228700.5316 | 234724.9822 | 240101.846 | 246235.4952 | 253007.7354 | 261532.341 | 266485.2993 | 273618.5388 | 281198.4152 | 142082.6822 | 127337.9643 | 111494.5432 | 95706.2614 | 80418.306 | 65152.4738 | 48968.1618 | 32584.2557 | 16385.6652 | 0 | 0 | 0 | 0 | 0 | 0 | 0 | 0 | 0 | [7 empty] | 0 | 0 | 0 | 0 | 0 | 0 | 0 | 0 | 0 | 0 | 0 | 0 | 0 | 0 | 0 | 0 | 0 | 0 | 0 | 0 | 0 | 0 | 0 | 0 | 0 | 0 | 0 | 0 | 0 | 0 | 0 | 0 | 0 | 0 | 0 | 0 | 0 | 0 | 0 | 0 | 0 | 0 | 0 | 0 | 0 | 0 | 0 | 0 | 0 | 0 | 0 | 0 | 0 | 0 | 0 | 0 | 0 | 0 | 0 | [7 empty] | 0 | 0 | 0 | 0 | 0 | 0 | 0 | 0 | 0 | 0 | 0 | 0 | 0 | 0 | 0 | 0 | 0 | 0 | 0 | 0 | 0 | 0 | 0 | 0 | 0 | 0 | 0 | 0 | 0 | 0 | 0 | 0 | 0 | 0 | 0 | 0 | 0 | 0 | 0 | 0 | 0 | 0 | 0 | 0 | 0 | 0 | 0 | 0 | 0 | 0 | 0 | 0 | 0 | 0 | 0 | 0 | 0 | 0 | 0 | [7 empty] | 0 | 0 | 0 | 0 | 0 | 0 | 0 | 0 | 0 | 0 | 0 | 0 | 0 | 0 | 0 | 0 | 0 | 0 | 0 | 0 | 0 | 0 | 0 | 0 | 0 | 0 | 0 | 0 | 0 | 0 | 0 | 0 | 0 | 0 | 0 | 0 | 0 | 0 | 0 | 0 | 0 | 0 | 0 | 0 | 0 | 0 | 0 | 0 | 0 | 0 | 0 | 0 | 0 | 0 | 0 | 0 | 0 | 0 | 0 | [7 empty] | 0 | 0 | 0 | 0 | 0 | 0 | 0 | 0 | 0 | 0 | 0 | 0 | 0 | 0 | 0 | 0 | 0 | 0 | 0 | 0 | 0 | 0 | 0 | 0 | 0 | 0 | 0 | 0 | 0 | 0 | 0 | 0 | 0 | 0 | 0 | 0 | 0 | 0 | 0 | 0 | 0 | 0 | 0 | 0 | 0 | 0 | 0 | 0 | 0 | 0 | 0 | 0 | 0 | 0 | 0 | 0 | 0 | 0 | 0
BV-G43 | Springfield | 201153 | 201153: L438 BROWNSVILLE - CIC | 0 | 0 | 1PH | UG | Zone 3 | 165 | 144234.5 | 87.31% | 12.69% | 50% | 98% | 83.36% | 180.5366 | 165.1839 | 150.5076 | 136.478 | 123.0666 | 110.2461 | 97.9905 | 86.2749 | 75.0755 | 64.3696 | 26.2441 | 24.0124 | 21.8789 | 19.8395 | 17.8899 | 16.0262 | 14.2446 | 12.5416 | 10.9135 | 9.3572 | 3791.2694 | 3468.8616 | 3160.6598 | 2866.0381 | 2584.3981 | 2315.1677 | 2057.8003 | 1811.773 | 1576.5862 | 1351.7623 | 101958.4985 | 93287.9952 | 84999.5336 | 77076.2802 | 69502.1429 | 62261.7391 | 55340.3636 | 48723.9593 | 42399.0886 | 36352.9058 | 105749.7679 | 96756.8568 | 88160.1935 | 79942.3183 | 72086.541 | 64576.9068 | 57398.1639 | 50535.7323 | 43975.6749 | 37704.6681 | 6.4616 | 1.9122 | 1.7496 | 1.5942 | 1.4456 | 1.3035 | 1.1677 | 1.0379 | 0.91382 | 0.79519 | 0.6818 | 902.5708 | 825.8166 | 752.4444 | 682.3051 | 615.2563 | 551.1618 | 489.8915 | 431.3208 | 375.331 | 321.8081 | 0 | 0 | 0 | 0 | 0 | 0 | 0 | 0 | 0 | 0 | 0 | 0 | 0 | 0 | 0 | 0 | 0 | 0 | 0 | 0 | 196.597 | 198.6486 | 199.6278 | 197.9719 | 198.8114 | 198.2403 | 199.3238 | 199.2288 | 202.3859 | 205.4435 | 206.101 | 207.8718 | 206.7191 | 207.5978 | 209.0696 | 209.8968 | 209.6679 | 210.7066 | 211.6231 | 210.5585 | 207.7588 | 207.326 | 207.8863 | 209.0594 | 210.5813 | 212.7805 | 214.9955 | 217.8418 | 217.3099 | 217.3565 | 218.5604 | 219.9726 | 220.3235 | 220.3358 | 220.5295 | 218.408 | 219.2883 | 216.4414 | 214.7275 | 216.5078 | 216.2638 | 215.0486 | 214.4613 | 216.9486 | 216.643 | 218.0748 | 220.7914 | 219.5545 | 222.565 | 222.9681 | 223.1868 | 226.8246 | 231.6633 | 233.248 | 232.5947 | 234.0391 | 236.1539 | 235.2739 | 234.8033 | 234.5165 | 234.1787 | 235.1818 | 234.5916 | 231.7843 | 231.4506 | 28.5788 | 28.877 | 29.0194 | 28.7787 | 28.9007 | 28.8177 | 28.9752 | 28.9614 | 29.4203 | 29.8648 | 29.9604 | 30.2178 | 30.0502 | 30.1779 | 30.3919 | 30.5122 | 30.4789 | 30.6299 | 30.7631 | 30.6083 | 30.2014 | 30.1384 | 30.2199 | 30.3904 | 30.6117 | 30.9313 | 31.2533 | 31.6671 | 31.5898 | 31.5966 | 31.7716 | 31.9768 | 32.0279 | 32.0296 | 32.0578 | 31.7494 | 31.8774 | 31.4635 | 31.2144 | 31.4732 | 31.4377 | 31.2611 | 31.1757 | 31.5372 | 31.4928 | 31.701 | 32.0959 | 31.9161 | 32.3537 | 32.4123 | 32.4441 | 32.9729 | 33.6763 | 33.9067 | 33.8117 | 34.0217 | 34.3291 | 34.2012 | 34.1328 | 34.0911 | 34.0419 | 34.1878 | 34.102 | 33.6939 | 33.6454 | 180.5366 | 166.9077 | 152.8279 | 137.4324 | 124.4527 | 111.1676 | 99.3496 | 87.4298 | 77.2862 | 67.2661 | 67.4814 | 68.0612 | 67.6838 | 67.9715 | 68.4534 | 68.7242 | 68.6493 | 68.9894 | 69.2894 | 68.9409 | 68.0242 | 67.8825 | 68.066 | 68.45 | 68.9484 | 69.6684 | 70.3936 | 71.3256 | 71.1514 | 71.1667 | 71.5608 | 72.0232 | 72.1381 | 72.1422 | 72.2056 | 71.511 | 71.7992 | 70.8671 | 70.3059 | 70.8888 | 70.8089 | 70.411 | 70.2187 | 71.0331 | 70.9331 | 71.4019 | 72.2913 | 71.8863 | 72.872 | 73.004 | 73.0756 | 74.2667 | 75.851 | 76.3699 | 76.156 | 76.6289 | 31.2724 | 27.0383 | 23.0559 | 19.2772 | 15.6692 | 12.2992 | 8.9909 | 5.7878 | 2.8247 | 26.2441 | 24.2629 | 22.2162 | 19.9782 | 18.0914 | 16.1601 | 14.4422 | 12.7094 | 11.2349 | 9.7783 | 9.8096 | 9.8939 | 9.839 | 9.8808 | 9.9509 | 9.9903 | 9.9794 | 10.0288 | 10.0724 | 10.0218 | 9.8885 | 9.8679 | 9.8946 | 9.9504 | 10.0228 | 10.1275 | 10.2329 | 10.3684 | 10.3431 | 10.3453 | 10.4026 | 10.4698 | 10.4865 | 10.4871 | 10.4963 | 10.3954 | 10.4373 | 10.3018 | 10.2202 | 10.3049 | 10.2933 | 10.2355 | 10.2075 | 10.3259 | 10.3114 | 10.3795 | 10.5088 | 10.4499 | 10.5932 | 10.6124 | 10.6228 | 10.796 | 11.0263 | 11.1017 | 11.0706 | 11.1393 | 4.546 | 3.9305 | 3.3516 | 2.8023 | 2.2778 | 1.7879 | 1.307 | 0.84136 | 0.41061 | 4227.0669 | 3993.9343 | 3737.4733 | 3434.9118 | 3178.9362 | 2902.0597 | 2650.6065 | 2383.9092 | 2153.6877 | 1915.7035 | 1964.1151 | 2024.5725 | 2057.6389 | 2111.8455 | 2173.6078 | 2230.2167 | 2276.7964 | 2338.4125 | 2400.2529 | 2440.7184 | 2461.2475 | 2510.1543 | 2572.3106 | 2643.7364 | 2721.5681 | 2810.4895 | 2902.221 | 3005.3379 | 3063.955 | 3132.0338 | 3218.6673 | 3310.7335 | 3388.9668 | 3463.718 | 3543.0317 | 3586.1438 | 3679.8112 | 3711.9434 | 3763.5658 | 3878.255 | 3959.1088 | 4023.4743 | 4100.7596 | 4239.5827 | 4326.7502 | 4451.1649 | 4605.759 | 4680.7152 | 4849.2839 | 4964.9457 | 5079.1511 | 5275.4997 | 5506.5758 | 5666.2175 | 5774.655 | 5938.3457 | 2476.7704 | 2188.5393 | 1907.254 | 1629.7445 | 1353.8615 | 1086.065 | 811.3989 | 533.8224 | 266.2542 | 113678.389 | 107408.7594 | 100511.7624 | 92374.9848 | 85491.0407 | 78045.0085 | 71282.6849 | 64110.4018 | 57919.0619 | 51518.9584 | 52820.8903 | 54446.7704 | 55336.0243 | 56793.8002 | 58454.772 | 59977.1533 | 61229.8199 | 62886.8596 | 64549.9326 | 65638.1693 | 66190.257 | 67505.5064 | 69177.0742 | 71097.9262 | 73191.0521 | 75582.4124 | 78049.3451 | 80822.4667 | 82398.8526 | 84229.6949 | 86559.527 | 89035.4608 | 91139.3854 | 93149.6673 | 95282.6485 | 96442.0609 | 98961.0556 | 99825.1868 | 101213.4675 | 104297.7995 | 106472.1994 | 108203.1789 | 110281.6113 | 114014.9765 | 116359.1696 | 119705.0505 | 123862.5437 | 125878.338 | 130411.6523 | 133522.1425 | 136593.4656 | 141873.8615 | 148088.1834 | 152381.4233 | 155297.6304 | 159699.7611 | 66607.715 | 58856.3236 | 51291.7266 | 43828.6733 | 36409.3584 | 29207.5161 | 21820.9279 | 14356.0699 | 7160.3668 | [7 empty] | 0 | 0 | 0 | 0 | 0 | 0 | 0 | 0 | 0 | 0 | 0 | 0 | 0 | 0 | 0 | 0 | 0 | 0 | 0 | 0 | 0 | 0 | 0 | 0 | 0 | 0 | 0 | 0 | 0 | 0 | 0 | 0 | 0 | 0 | 0 | 0 | 0 | 0 | 0 | 0 | 0 | 0 | 0 | 0 | 0 | 0 | 0 | 0 | 0 | 0 | 0 | 0 | 0 | 0 | 0 | 0 | 0 | 0 | 0 | [7 empty] | 0 | 0 | 0 | 0 | 0 | 0 | 0 | 0 | 0 | 0 | 0 | 0 | 0 | 0 | 0 | 0 | 0 | 0 | 0 | 0 | 0 | 0 | 0 | 0 | 0 | 0 | 0 | 0 | 0 | 0 | 0 | 0 | 0 | 0 | 0 | 0 | 0 | 0 | 0 | 0 | 0 | 0 | 0 | 0 | 0 | 0 | 0 | 0 | 0 | 0 | 0 | 0 | 0 | 0 | 0 | 0 | 0 | 0 | 0 | [7 empty] | 0 | 0 | 0 | 0 | 0 | 0 | 0 | 0 | 0 | 0 | 0 | 0 | 0 | 0 | 0 | 0 | 0 | 0 | 0 | 0 | 0 | 0 | 0 | 0 | 0 | 0 | 0 | 0 | 0 | 0 | 0 | 0 | 0 | 0 | 0 | 0 | 0 | 0 | 0 | 0 | 0 | 0 | 0 | 0 | 0 | 0 | 0 | 0 | 0 | 0 | 0 | 0 | 0 | 0 | 0 | 0 | 0 | 0 | 0 | [7 empty] | 0 | 0 | 0 | 0 | 0 | 0 | 0 | 0 | 0 | 0 | 0 | 0 | 0 | 0 | 0 | 0 | 0 | 0 | 0 | 0 | 0 | 0 | 0 | 0 | 0 | 0 | 0 | 0 | 0 | 0 | 0 | 0 | 0 | 0 | 0 | 0 | 0 | 0 | 0 | 0 | 0 | 0 | 0 | 0 | 0 | 0 | 0 | 0 | 0 | 0 | 0 | 0 | 0 | 0 | 0 | 0 | 0 | 0 | 0
CV-G65 | Springfield | 202178 | 202178: CV-G65 L2P206 | 521921 | 654678 | 3PH | OH | Zone 1 | 173 | 413836.1 | 89.64% | 10.36% | 100% | 90% | 80.33% | 298.3489 | 276.1226 | 254.8756 | 234.5648 | 215.1489 | 196.5885 | 178.846 | 161.8852 | 145.6718 | 130.1727 | 34.4627 | 31.8953 | 29.4411 | 27.0949 | 24.8522 | 22.7082 | 20.6588 | 18.6996 | 16.8268 | 15.0365 | 6265.3275 | 5798.5743 | 5352.3873 | 4925.8603 | 4518.127 | 4128.3594 | 3755.7658 | 3399.5895 | 3059.1071 | 2733.6271 | 133887.7734 | 123913.4273 | 114378.5731 | 105263.8459 | 96550.7339 | 88221.541 | 80259.351 | 72647.9928 | 65372.008 | 58416.6194 | 140153.1009 | 129712.0016 | 119730.9604 | 110189.7061 | 101068.8609 | 92349.9004 | 84015.1167 | 76047.5822 | 68431.1151 | 61150.2465 | 3.2948 | 1.0492 | 0.97103 | 0.89631 | 0.82489 | 0.75661 | 0.69134 | 0.62894 | 0.5693 | 0.51228 | 0.45777 | 495.2204 | 458.3276 | 423.0603 | 389.347 | 357.1192 | 326.3114 | 296.8611 | 268.7084 | 241.7962 | 216.0698 | 0 | 0 | 0 | 0 | 0 | 0 | 0 | 0 | 0 | 0 | 0 | 0 | 0 | 0 | 0 | 0 | 0 | 0 | 0 | 0 | 321.5998 | 325.218 | 326.9263 | 324.8834 | 326.5879 | 326.7153 | 327.7452 | 328.0362 | 333.8556 | 338.3287 | 338.2654 | 342.3077 | 341.0031 | 343.1464 | 346.0162 | 346.9168 | 347.0985 | 347.7525 | 347.4498 | 344.9647 | 341.3691 | 340.4032 | 341.5125 | 343.0117 | 344.0633 | 347.1431 | 350.6511 | 353.189 | 353.9366 | 353.8144 | 356.0489 | 358.3344 | 358.1324 | 358.9987 | 358.8878 | 355.1859 | 354.5227 | 349.2515 | 348.9269 | 350.729 | 351.1 | 350.5199 | 350.4419 | 353.4372 | 351.824 | 353.5606 | 358.9051 | 358.5815 | 363.1404 | 363.69 | 365.1651 | 369.5032 | 375.5771 | 379.0087 | 380.4814 | 382.7969 | 388.6073 | 387.5796 | 386.5954 | 388.3418 | 387.0608 | 389.5652 | 392.2904 | 388.1734 | 385.5342 | 37.1485 | 37.5664 | 37.7638 | 37.5278 | 37.7247 | 37.7394 | 37.8584 | 37.892 | 38.5642 | 39.0809 | 39.0736 | 39.5405 | 39.3898 | 39.6374 | 39.9689 | 40.0729 | 40.0939 | 40.1694 | 40.1345 | 39.8474 | 39.4321 | 39.3205 | 39.4486 | 39.6218 | 39.7433 | 40.099 | 40.5043 | 40.7974 | 40.8838 | 40.8697 | 41.1278 | 41.3918 | 41.3684 | 41.4685 | 41.4557 | 41.0281 | 40.9515 | 40.3426 | 40.3051 | 40.5132 | 40.5561 | 40.4891 | 40.4801 | 40.8261 | 40.6397 | 40.8403 | 41.4577 | 41.4203 | 41.9469 | 42.0104 | 42.1808 | 42.6819 | 43.3835 | 43.7799 | 43.95 | 44.2175 | 44.8886 | 44.7699 | 44.6562 | 44.858 | 44.71 | 44.9993 | 45.3141 | 44.8385 | 44.5337 | 298.3489 | 279.2292 | 259.097 | 236.9598 | 218.486 | 199.7156 | 182.2636 | 165.1252 | 151.2232 | 136.944 | 136.9184 | 138.5546 | 138.0265 | 138.8941 | 140.0557 | 140.4202 | 140.4938 | 140.7585 | 140.636 | 139.6301 | 138.1747 | 137.7837 | 138.2327 | 138.8395 | 139.2652 | 140.5118 | 141.9317 | 142.959 | 143.2616 | 143.2121 | 144.1166 | 145.0417 | 144.9599 | 145.3105 | 145.2656 | 143.7673 | 143.4988 | 141.3652 | 141.2338 | 141.9632 | 142.1134 | 141.8786 | 141.8471 | 143.0595 | 142.4065 | 143.1094 | 145.2727 | 71.8513 | 63.1481 | 54.0368 | 45.4191 | 37.4109 | 29.7203 | 21.9797 | 14.3763 | 7.069 | 0 | 0 | 0 | 0 | 0 | 0 | 0 | 0 | 0 | 34.4627 | 32.2542 | 29.9287 | 27.3716 | 25.2377 | 23.0695 | 21.0535 | 19.0739 | 17.468 | 15.8186 | 15.8157 | 16.0047 | 15.9437 | 16.0439 | 16.178 | 16.2202 | 16.2287 | 16.2592 | 16.2451 | 16.1289 | 15.9608 | 15.9156 | 15.9675 | 16.0376 | 16.0867 | 16.2307 | 16.3948 | 16.5134 | 16.5484 | 16.5427 | 16.6471 | 16.754 | 16.7445 | 16.785 | 16.7799 | 16.6068 | 16.5758 | 16.3293 | 16.3141 | 16.3984 | 16.4157 | 16.3886 | 16.385 | 16.525 | 16.4496 | 16.5308 | 16.7807 | 8.2997 | 7.2943 | 6.2419 | 5.2464 | 4.3214 | 3.433 | 2.5389 | 1.6606 | 0.81655 | 0 | 0 | 0 | 0 | 0 | 0 | 0 | 0 | 0 | 6985.5122 | 6681.6769 | 6336.3316 | 5922.4454 | 5580.8575 | 5213.6301 | 4862.7173 | 4502.3924 | 4214.0455 | 3900.0926 | 3985.1495 | 4121.4932 | 4196.1124 | 4315.3805 | 4447.2031 | 4556.8725 | 4659.5628 | 4771.0452 | 4871.7642 | 4943.3318 | 4999.427 | 5094.956 | 5224.0139 | 5362.3793 | 5497.1533 | 5668.3798 | 5851.6261 | 6023.6452 | 6169.196 | 6302.7425 | 6482.0824 | 6667.2129 | 6810.0511 | 6976.7066 | 7127.991 | 7209.6652 | 7354.5213 | 7404.563 | 7560.4306 | 7766.6659 | 7945.9284 | 8107.3218 | 8283.841 | 8538.4463 | 8686.4632 | 8921.3829 | 9255.4784 | 4678.4336 | 4202.2048 | 3675.002 | 3156.8758 | 2657.4621 | 2157.611 | 1630.7716 | 1090.1045 | 547.8083 | 0 | 0 | 0 | 0 | 0 | 0 | 0 | 0 | 0 | 149277.8592 | 142785.0098 | 135405.1059 | 126560.5086 | 119260.8981 | 111413.3826 | 103914.5038 | 96214.4914 | 90052.6234 | 83343.5624 | 85161.1989 | 88074.8139 | 89669.3996 | 92218.1141 | 95035.1164 | 97378.7103 | 99573.1652 | 101955.5038 | 104107.8332 | 105637.2053 | 106835.9409 | 108877.3602 | 111635.2803 | 114592.0983 | 117472.1706 | 121131.2184 | 125047.1261 | 128723.1112 | 131833.4789 | 134687.3198 | 138519.748 | 142475.9196 | 145528.3201 | 149089.6862 | 152322.5809 | 154067.9269 | 157163.4493 | 158232.8224 | 161563.6573 | 165970.8316 | 169801.6063 | 173250.5239 | 177022.6757 | 182463.4979 | 185626.5653 | 190646.7136 | 197786.2136 | 99976.4274 | 89799.5905 | 78533.4589 | 67461.289 | 56789.0004 | 46107.3631 | 34848.9977 | 23295.1368 | 11706.4641 | 0 | 0 | 0 | 0 | 0 | 0 | 0 | 0 | 0 | [7 empty] | 0 | 0 | 0 | 0 | 0 | 0 | 0 | 0 | 0 | 0 | 0 | 0 | 0 | 0 | 0 | 0 | 0 | 0 | 0 | 0 | 0 | 0 | 0 | 0 | 0 | 0 | 0 | 0 | 0 | 0 | 0 | 0 | 0 | 0 | 0 | 0 | 0 | 0 | 0 | 0 | 0 | 0 | 0 | 0 | 0 | 0 | 0 | 0 | 0 | 0 | 0 | 0 | 0 | 0 | 0 | 0 | 0 | 0 | 0 | [7 empty] | 0 | 0 | 0 | 0 | 0 | 0 | 0 | 0 | 0 | 0 | 0 | 0 | 0 | 0 | 0 | 0 | 0 | 0 | 0 | 0 | 0 | 0 | 0 | 0 | 0 | 0 | 0 | 0 | 0 | 0 | 0 | 0 | 0 | 0 | 0 | 0 | 0 | 0 | 0 | 0 | 0 | 0 | 0 | 0 | 0 | 0 | 0 | 0 | 0 | 0 | 0 | 0 | 0 | 0 | 0 | 0 | 0 | 0 | 0 | [7 empty] | 0 | 0 | 0 | 0 | 0 | 0 | 0 | 0 | 0 | 0 | 0 | 0 | 0 | 0 | 0 | 0 | 0 | 0 | 0 | 0 | 0 | 0 | 0 | 0 | 0 | 0 | 0 | 0 | 0 | 0 | 0 | 0 | 0 | 0 | 0 | 0 | 0 | 0 | 0 | 0 | 0 | 0 | 0 | 0 | 0 | 0 | 0 | 0 | 0 | 0 | 0 | 0 | 0 | 0 | 0 | 0 | 0 | 0 | 0 | [7 empty] | 0 | 0 | 0 | 0 | 0 | 0 | 0 | 0 | 0 | 0 | 0 | 0 | 0 | 0 | 0 | 0 | 0 | 0 | 0 | 0 | 0 | 0 | 0 | 0 | 0 | 0 | 0 | 0 | 0 | 0 | 0 | 0 | 0 | 0 | 0 | 0 | 0 | 0 | 0 | 0 | 0 | 0 | 0 | 0 | 0 | 0 | 0 | 0 | 0 | 0 | 0 | 0 | 0 | 0 | 0 | 0 | 0 | 0 | 0
BV-G43 | Springfield | 203031 | 203031: L43 P57 BV-G43 Mainline | Sub | 0 | 3PH | OH | Zone 1 | 716 | 275405.9 | 87.31% | 12.69% | 100% | 90% | 80.33% | 1838.9424 | 1701.9452 | 1570.9845 | 1445.7941 | 1326.1199 | 1211.7188 | 1102.3585 | 997.8169 | 897.8815 | 802.3496 | 267.3223 | 247.4074 | 228.3699 | 210.1713 | 192.7746 | 176.1444 | 160.247 | 145.0501 | 130.5227 | 116.6355 | 38617.7911 | 35740.8502 | 32990.6737 | 30361.6761 | 27848.518 | 25446.0953 | 23149.5287 | 20954.1539 | 18855.5122 | 16849.3414 | 1038547.146 | 961177.6563 | 887217.239 | 816515.6826 | 748929.3946 | 684321.1093 | 622559.6091 | 563519.4584 | 507080.7485 | 453128.8541 | 1077164.9371 | 996918.5065 | 920207.9127 | 846877.3588 | 776777.9127 | 709767.2046 | 645709.1378 | 584473.6123 | 525936.2608 | 469978.1955 | 20.9958 | 19.4779 | 18.0268 | 16.6397 | 15.3137 | 14.0461 | 12.8344 | 11.6761 | 10.5688 | 9.5103 | 8.4984 | 9193.5677 | 8508.667 | 7853.9446 | 7228.0707 | 6629.7742 | 6057.84 | 5511.1065 | 4988.4633 | 4488.8489 | 4011.2486 | 0 | 0 | 0 | 0 | 0 | 0 | 0 | 0 | 0 | 0 | 0 | 0 | 0 | 0 | 0 | 0 | 0 | 0 | 0 | 0 | 1982.2543 | 2002.9399 | 2012.813 | 1996.1162 | 2004.5814 | 1998.8228 | 2009.7477 | 2008.79 | 2040.6227 | 2071.4515 | 2078.0812 | 2095.936 | 2084.3131 | 2093.1726 | 2108.0125 | 2116.3533 | 2114.0458 | 2124.5181 | 2133.7593 | 2123.0254 | 2094.7968 | 2090.4324 | 2096.0818 | 2107.9101 | 2123.2554 | 2145.4288 | 2167.7626 | 2196.4618 | 2191.0981 | 2191.5682 | 2203.7065 | 2217.9461 | 2221.4839 | 2221.6083 | 2223.5613 | 2202.1702 | 2211.0462 | 2182.3416 | 2165.0604 | 2183.0112 | 2180.5505 | 2168.2984 | 2162.3761 | 2187.455 | 2184.3737 | 2198.8111 | 2226.2018 | 2213.73 | 2244.0842 | 2248.1493 | 2250.3542 | 2287.0331 | 2335.8211 | 2351.7995 | 2345.2125 | 2359.7758 | 2381.0992 | 2372.2259 | 2367.4815 | 2364.5892 | 2361.1834 | 2371.2978 | 2365.3468 | 2337.0415 | 2333.6764 | 288.1552 | 291.1622 | 292.5974 | 290.1703 | 291.4008 | 290.5637 | 292.1518 | 292.0126 | 296.64 | 301.1215 | 302.0853 | 304.6808 | 302.9912 | 304.2791 | 306.4363 | 307.6488 | 307.3134 | 308.8357 | 310.1791 | 308.6187 | 304.5152 | 303.8808 | 304.702 | 306.4214 | 308.6521 | 311.8754 | 315.122 | 319.294 | 318.5143 | 318.5826 | 320.3471 | 322.4171 | 322.9314 | 322.9495 | 323.2334 | 320.1238 | 321.4141 | 317.2414 | 314.7292 | 317.3387 | 316.981 | 315.1999 | 314.339 | 317.9847 | 317.5368 | 319.6355 | 323.6172 | 321.8042 | 326.2167 | 326.8076 | 327.1282 | 332.4601 | 339.5523 | 341.875 | 340.9175 | 343.0345 | 346.1342 | 344.8443 | 344.1547 | 343.7342 | 343.2391 | 344.7094 | 343.8443 | 339.7297 | 339.2405 | 1838.9424 | 1719.7058 | 1595.203 | 1455.9046 | 1341.0567 | 1221.8469 | 1117.648 | 1011.1743 | 924.3201 | 838.4536 | 841.1371 | 848.3641 | 843.6596 | 847.2456 | 853.2523 | 856.6283 | 855.6944 | 859.9332 | 863.6737 | 859.329 | 847.903 | 846.1365 | 848.4231 | 853.2108 | 859.4221 | 868.3971 | 877.4371 | 889.0536 | 886.8825 | 887.0728 | 891.986 | 897.7497 | 899.1817 | 899.232 | 900.0225 | 891.3641 | 894.9568 | 883.3382 | 876.3433 | 883.6092 | 882.6132 | 877.654 | 875.2568 | 885.4079 | 884.1607 | 890.0045 | 901.0913 | 443.5794 | 390.2339 | 334.0287 | 279.8985 | 231.5538 | 184.8389 | 136.387 | 88.6125 | 43.5771 | 0 | 0 | 0 | 0 | 0 | 0 | 0 | 0 | 0 | 267.3223 | 249.9892 | 231.8905 | 211.6411 | 194.9459 | 177.6167 | 162.4696 | 146.9918 | 134.366 | 121.8838 | 122.2739 | 123.3245 | 122.6406 | 123.1619 | 124.0351 | 124.5258 | 124.3901 | 125.0063 | 125.55 | 124.9184 | 123.2575 | 123.0007 | 123.3331 | 124.029 | 124.932 | 126.2366 | 127.5508 | 129.2394 | 128.9238 | 128.9515 | 129.6657 | 130.5035 | 130.7117 | 130.719 | 130.8339 | 129.5753 | 130.0976 | 128.4086 | 127.3918 | 128.448 | 128.3032 | 127.5823 | 127.2338 | 128.7095 | 128.5282 | 129.3776 | 130.9893 | 64.482 | 56.7273 | 48.5569 | 40.6881 | 33.6604 | 26.8695 | 19.8262 | 12.8814 | 6.3347 | 0 | 0 | 0 | 0 | 0 | 0 | 0 | 0 | 0 | 43056.8157 | 41150.8509 | 39011.3994 | 36388.0997 | 34255.0415 | 31896.6472 | 29818.3902 | 27571.2246 | 25757.4777 | 23878.7107 | 24482.1478 | 25235.733 | 25647.8965 | 26323.5664 | 27093.4163 | 27799.0304 | 28379.6334 | 29147.6608 | 29918.4846 | 30422.8754 | 30678.7646 | 31288.3743 | 32063.1354 | 32953.4381 | 33923.5887 | 35031.9691 | 36175.3767 | 37460.701 | 38191.3459 | 39039.9297 | 40119.7921 | 41267.3717 | 42242.5274 | 43174.2804 | 44162.9036 | 44700.2839 | 45867.822 | 46268.3413 | 46911.8007 | 48341.369 | 49349.1896 | 50151.4875 | 51114.8278 | 52845.2189 | 53931.7375 | 55482.5321 | 57409.5039 | 28882.6646 | 25968.1971 | 22717.0235 | 19454.4553 | 16448.3115 | 13418.7993 | 10119.1548 | 6719.1898 | 3376.999 | 0 | 0 | 0 | 0 | 0 | 0 | 0 | 0 | 0 | 1157925.7065 | 1106668.6491 | 1049132.4419 | 978584.12 | 921219.8455 | 857795.6148 | 801905.1115 | 741472.1499 | 692695.1077 | 642169.4796 | 658397.6974 | 678663.8415 | 689748.1432 | 707918.9137 | 728622.4653 | 747598.5247 | 763212.6652 | 783867.2035 | 804596.9467 | 818161.5144 | 825043.1333 | 841437.3506 | 862272.9783 | 886215.8642 | 912306.0957 | 942113.7364 | 972863.3665 | 1007429.5554 | 1027078.7663 | 1049899.7062 | 1078940.4152 | 1109802.2407 | 1136027.0757 | 1161084.6804 | 1187671.6975 | 1202123.4501 | 1233522.0176 | 1244293.1735 | 1261597.7062 | 1300043.0462 | 1327146.3356 | 1348722.5125 | 1374629.594 | 1421164.953 | 1450384.6669 | 1492090.1412 | 1543912.1378 | 776740.6692 | 698361.9774 | 610928.2594 | 523188.106 | 442343.968 | 360871.3828 | 272134.1398 | 180698.9782 | 90817.5375 | 0 | 0 | 0 | 0 | 0 | 0 | 0 | 0 | 0 | [7 empty] | 0 | 0 | 0 | 0 | 0 | 0 | 0 | 0 | 0 | 0 | 0 | 0 | 0 | 0 | 0 | 0 | 0 | 0 | 0 | 0 | 0 | 0 | 0 | 0 | 0 | 0 | 0 | 0 | 0 | 0 | 0 | 0 | 0 | 0 | 0 | 0 | 0 | 0 | 0 | 0 | 0 | 0 | 0 | 0 | 0 | 0 | 0 | 0 | 0 | 0 | 0 | 0 | 0 | 0 | 0 | 0 | 0 | 0 | 0 | [7 empty] | 0 | 0 | 0 | 0 | 0 | 0 | 0 | 0 | 0 | 0 | 0 | 0 | 0 | 0 | 0 | 0 | 0 | 0 | 0 | 0 | 0 | 0 | 0 | 0 | 0 | 0 | 0 | 0 | 0 | 0 | 0 | 0 | 0 | 0 | 0 | 0 | 0 | 0 | 0 | 0 | 0 | 0 | 0 | 0 | 0 | 0 | 0 | 0 | 0 | 0 | 0 | 0 | 0 | 0 | 0 | 0 | 0 | 0 | 0 | [7 empty] | 0 | 0 | 0 | 0 | 0 | 0 | 0 | 0 | 0 | 0 | 0 | 0 | 0 | 0 | 0 | 0 | 0 | 0 | 0 | 0 | 0 | 0 | 0 | 0 | 0 | 0 | 0 | 0 | 0 | 0 | 0 | 0 | 0 | 0 | 0 | 0 | 0 | 0 | 0 | 0 | 0 | 0 | 0 | 0 | 0 | 0 | 0 | 0 | 0 | 0 | 0 | 0 | 0 | 0 | 0 | 0 | 0 | 0 | 0 | [7 empty] | 0 | 0 | 0 | 0 | 0 | 0 | 0 | 0 | 0 | 0 | 0 | 0 | 0 | 0 | 0 | 0 | 0 | 0 | 0 | 0 | 0 | 0 | 0 | 0 | 0 | 0 | 0 | 0 | 0 | 0 | 0 | 0 | 0 | 0 | 0 | 0 | 0 | 0 | 0 | 0 | 0 | 0 | 0 | 0 | 0 | 0 | 0 | 0 | 0 | 0 | 0 | 0 | 0 | 0 | 0 | 0 | 0 | 0 | 0
CS-G34 | Royalton | 203325 | 203325: Chelsea L6 Zone 2 L6 P327 | 0 | 0 | 3PH | OH | Zone 1 | 569 | 200972.7 | 83.09% | 16.91% | 100% | 90% | 80.33% | 769.47 | 712.1461 | 657.3481 | 604.9646 | 554.8893 | 507.0203 | 461.2606 | 417.5172 | 375.7012 | 335.7277 | 156.6271 | 144.9587 | 133.8045 | 123.1417 | 112.9488 | 103.205 | 93.8905 | 84.9864 | 76.4747 | 68.338 | 16158.869 | 14955.0686 | 13804.3103 | 12704.2571 | 11652.6746 | 10647.4272 | 9686.4733 | 8767.8611 | 7889.725 | 7050.2815 | 608496.2064 | 563164.5707 | 519830.3479 | 478405.5277 | 438805.9775 | 400951.2718 | 364764.5289 | 330172.2546 | 297104.1931 | 265493.1842 | 624655.0754 | 578119.6393 | 533634.6583 | 491109.7848 | 450458.6521 | 411598.699 | 374451.0021 | 338940.1157 | 304993.9181 | 272543.4658 | 1.3614 | 0.42675 | 0.39496 | 0.36457 | 0.33552 | 0.30774 | 0.2812 | 0.25582 | 0.23156 | 0.20837 | 0.1862 | 201.4265 | 186.4207 | 172.076 | 158.3635 | 145.2551 | 132.7243 | 120.7456 | 109.2948 | 98.3485 | 87.8845 | 0 | 0 | 0 | 0 | 0 | 0 | 0 | 0 | 0 | 0 | 0 | 0 | 0 | 0 | 0 | 0 | 0 | 0 | 0 | 0 | 829.436 | 836.4171 | 836.6098 | 830.0231 | 833.344 | 835.557 | 833.8001 | 832.12 | 837.274 | 845.0283 | 846.564 | 853.0615 | 855.4221 | 865.9351 | 879.3107 | 881.4553 | 874.1069 | 874.8438 | 873.1066 | 875.2138 | 866.5845 | 871.3148 | 880.0263 | 882.5706 | 882.3493 | 884.7329 | 892.057 | 903.7767 | 909.336 | 917.2632 | 915.5675 | 916.9535 | 917.6065 | 913.8391 | 910.7953 | 904.737 | 904.9717 | 894.6382 | 894.7314 | 902.0729 | 900.0017 | 907.0782 | 910.2489 | 924.0902 | 925.2304 | 934.4927 | 946.5377 | 948.0005 | 956.9032 | 952.8409 | 955.6064 | 960.1972 | 974.841 | 987.6732 | 980.1925 | 980.8335 | 983.3476 | 982.51 | 980.6961 | 989.4583 | 988.8544 | 989.5793 | 996.2191 | 988.9568 | 983.4732 | 168.8333 | 170.2543 | 170.2935 | 168.9528 | 169.6288 | 170.0792 | 169.7216 | 169.3796 | 170.4287 | 172.0071 | 172.3197 | 173.6423 | 174.1228 | 176.2627 | 178.9854 | 179.4219 | 177.9261 | 178.0761 | 177.7225 | 178.1514 | 176.3949 | 177.3578 | 179.131 | 179.6489 | 179.6039 | 180.0891 | 181.5799 | 183.9655 | 185.0971 | 186.7107 | 186.3655 | 186.6476 | 186.7806 | 186.0137 | 185.3941 | 184.1609 | 184.2087 | 182.1053 | 182.1243 | 183.6187 | 183.1971 | 184.6375 | 185.2829 | 188.1003 | 188.3324 | 190.2178 | 192.6696 | 192.9673 | 194.7795 | 193.9526 | 194.5155 | 195.45 | 198.4308 | 201.0428 | 199.5201 | 199.6505 | 200.1623 | 199.9918 | 199.6226 | 201.4061 | 201.2832 | 201.4308 | 202.7823 | 201.304 | 200.1878 | 769.47 | 718.14 | 663.0335 | 605.3928 | 557.5037 | 510.762 | 463.6876 | 418.8682 | 379.2515 | 342.0389 | 342.6605 | 345.2905 | 346.246 | 350.5013 | 355.9153 | 356.7834 | 353.809 | 354.1072 | 353.4041 | 354.257 | 350.7641 | 352.6788 | 356.2049 | 357.2348 | 357.1452 | 358.11 | 361.0745 | 365.8183 | 368.0685 | 371.2772 | 370.5908 | 371.1518 | 371.4161 | 369.8912 | 368.6592 | 366.207 | 366.302 | 362.1193 | 362.1571 | 365.1286 | 364.2903 | 367.1546 | 368.438 | 374.0405 | 374.502 | 378.2511 | 383.1265 | 189.957 | 166.4002 | 141.5725 | 118.8581 | 97.2165 | 77.1414 | 57.2778 | 37.036 | 18.1127 | 0 | 0 | 0 | 0 | 0 | 0 | 0 | 0 | 0 | 156.6271 | 146.1788 | 134.9617 | 123.2289 | 113.4809 | 103.9666 | 94.3845 | 85.2614 | 77.1974 | 69.6227 | 69.7492 | 70.2845 | 70.479 | 71.3452 | 72.4472 | 72.6239 | 72.0185 | 72.0792 | 71.9361 | 72.1097 | 71.3987 | 71.7884 | 72.5062 | 72.7158 | 72.6976 | 72.894 | 73.4974 | 74.463 | 74.921 | 75.5742 | 75.4345 | 75.5487 | 75.6025 | 75.2921 | 75.0413 | 74.5421 | 74.5615 | 73.7101 | 73.7178 | 74.3226 | 74.152 | 74.735 | 74.9963 | 76.1367 | 76.2306 | 76.9937 | 77.9861 | 38.6661 | 33.8711 | 28.8174 | 24.1938 | 19.7886 | 15.7023 | 11.659 | 7.5387 | 3.6869 | 0 | 0 | 0 | 0 | 0 | 0 | 0 | 0 | 0 | 18016.2931 | 17184.3767 | 16214.7795 | 15130.8637 | 14240.4955 | 13333.5817 | 12370.9941 | 11421.0875 | 10568.3758 | 9741.0857 | 9973.4823 | 10271.1301 | 10526.1425 | 10889.9282 | 11301.4179 | 11578.2201 | 11734.2932 | 12002.558 | 12242.2559 | 12541.7814 | 12691.3224 | 13041.3316 | 13461.4987 | 13797.4264 | 14097.4346 | 14446.5001 | 14886.5455 | 15413.9302 | 15849.9356 | 16339.8474 | 16668.4525 | 17060.9478 | 17448.7054 | 17759.3613 | 18089.6133 | 18364.611 | 18773.5012 | 18967.4365 | 19386.7391 | 19975.8201 | 20368.4134 | 20980.1939 | 21516.7076 | 22324.4578 | 22843.749 | 23580.0268 | 24409.4038 | 12368.6185 | 11073.1363 | 9628.235 | 8261.2782 | 6905.7257 | 5600.256 | 4249.6896 | 2808.3168 | 1403.6391 | 0 | 0 | 0 | 0 | 0 | 0 | 0 | 0 | 0 | 678441.4193 | 647113.8572 | 610601.6359 | 569784.5045 | 536255.8189 | 502104.072 | 465855.8078 | 430085.0775 | 397974.4263 | 366821.0759 | 375572.4579 | 386781.0116 | 396384.0422 | 410083.1559 | 425578.6685 | 436002.235 | 441879.4968 | 451981.5743 | 461007.9015 | 472287.1629 | 477918.4437 | 491098.7789 | 506921.0543 | 519571.1196 | 530868.5591 | 544013.3559 | 560584.1902 | 580443.9685 | 596862.6719 | 615311.3307 | 627685.6479 | 642465.8818 | 657067.7101 | 668766.1116 | 681202.4447 | 691558.0645 | 706955.6824 | 714258.724 | 730048.4467 | 752231.533 | 767015.4584 | 790053.341 | 810256.8905 | 840674.4243 | 860229.4284 | 887955.5164 | 919187.4529 | 465766.3505 | 416982.2447 | 362571.4433 | 311095.8102 | 260049.6305 | 210889.4206 | 160031.0026 | 105753.0774 | 52856.9847 | 0 | 0 | 0 | 0 | 0 | 0 | 0 | 0 | 0 | [7 empty] | 0 | 0 | 0 | 0 | 0 | 0 | 0 | 0 | 0 | 0 | 0 | 0 | 0 | 0 | 0 | 0 | 0 | 0 | 0 | 0 | 0 | 0 | 0 | 0 | 0 | 0 | 0 | 0 | 0 | 0 | 0 | 0 | 0 | 0 | 0 | 0 | 0 | 0 | 0 | 0 | 0 | 0 | 0 | 0 | 0 | 0 | 0 | 0 | 0 | 0 | 0 | 0 | 0 | 0 | 0 | 0 | 0 | 0 | 0 | [7 empty] | 0 | 0 | 0 | 0 | 0 | 0 | 0 | 0 | 0 | 0 | 0 | 0 | 0 | 0 | 0 | 0 | 0 | 0 | 0 | 0 | 0 | 0 | 0 | 0 | 0 | 0 | 0 | 0 | 0 | 0 | 0 | 0 | 0 | 0 | 0 | 0 | 0 | 0 | 0 | 0 | 0 | 0 | 0 | 0 | 0 | 0 | 0 | 0 | 0 | 0 | 0 | 0 | 0 | 0 | 0 | 0 | 0 | 0 | 0 | [7 empty] | 0 | 0 | 0 | 0 | 0 | 0 | 0 | 0 | 0 | 0 | 0 | 0 | 0 | 0 | 0 | 0 | 0 | 0 | 0 | 0 | 0 | 0 | 0 | 0 | 0 | 0 | 0 | 0 | 0 | 0 | 0 | 0 | 0 | 0 | 0 | 0 | 0 | 0 | 0 | 0 | 0 | 0 | 0 | 0 | 0 | 0 | 0 | 0 | 0 | 0 | 0 | 0 | 0 | 0 | 0 | 0 | 0 | 0 | 0 | [7 empty] | 0 | 0 | 0 | 0 | 0 | 0 | 0 | 0 | 0 | 0 | 0 | 0 | 0 | 0 | 0 | 0 | 0 | 0 | 0 | 0 | 0 | 0 | 0 | 0 | 0 | 0 | 0 | 0 | 0 | 0 | 0 | 0 | 0 | 0 | 0 | 0 | 0 | 0 | 0 | 0 | 0 | 0 | 0 | 0 | 0 | 0 | 0 | 0 | 0 | 0 | 0 | 0 | 0 | 0 | 0 | 0 | 0 | 0 | 0
TH-G16 | White River Jct | 203716 | 203716: RTE 5 L1 P.137 (tag: 4902 | Sub Breaker | 0 | 3PH | OH | Zone 1 | 123 | 111063.8 | 85.56% | 14.44% | 100% | 90% | 80.33% | 288.3764 | 266.893 | 246.3562 | 226.7243 | 207.9574 | 190.0174 | 172.8679 | 156.4741 | 140.8026 | 125.8216 | 48.6635 | 45.0382 | 41.5726 | 38.2597 | 35.0928 | 32.0654 | 29.1715 | 26.405 | 23.7604 | 21.2324 | 6055.9041 | 5604.7525 | 5173.4797 | 4761.2096 | 4367.1052 | 3990.3658 | 3630.2264 | 3285.9556 | 2956.8541 | 2642.2536 | 189057.7565 | 174973.3674 | 161509.5678 | 148639.0134 | 136335.5642 | 124574.2325 | 113331.1313 | 102583.4262 | 92309.289 | 82487.8532 | 195113.6606 | 180578.1199 | 166683.0475 | 153400.223 | 140702.6694 | 128564.5983 | 116961.3578 | 105869.3818 | 95266.1431 | 85130.1068 | 22.6996 | 2.9807 | 2.7586 | 2.5463 | 2.3434 | 2.1494 | 1.964 | 1.7868 | 1.6173 | 1.4553 | 1.3005 | 1406.87 | 1302.0613 | 1201.8706 | 1106.0946 | 1014.5387 | 927.017 | 843.3516 | 763.3728 | 686.918 | 613.8319 | 3924.2452 | 7675.5794 | 11261.6215 | 14689.6546 | 17966.6408 | 21099.2358 | 24093.8016 | 26956.4201 | 29692.9053 | 32308.8149 | 122510.0304 | 239621.9956 | 351573.7463 | 458592.6531 | 560896.068 | 658691.7663 | 752178.3679 | 841545.7412 | 926975.3887 | 1008640.8153 | 310.85 | 314.815 | 316.154 | 312.0178 | 312.8437 | 313.7815 | 313.4512 | 313.5196 | 317.3753 | 320.2163 | 319.6341 | 322.7069 | 321.2788 | 320.2854 | 325.2658 | 325.6666 | 321.8873 | 322.101 | 323.822 | 322.8608 | 320.0587 | 321.5655 | 321.1553 | 321.3593 | 324.4542 | 326.4849 | 329.313 | 334.3357 | 336.1201 | 336.7076 | 336.2987 | 336.6095 | 337.4668 | 338.6996 | 338.2043 | 336.9802 | 336.7068 | 333.2357 | 333.275 | 335.2283 | 334.5619 | 335.7182 | 336.9263 | 340.8131 | 341.0007 | 345.1367 | 348.0332 | 348.204 | 351.8496 | 350.0222 | 350.4957 | 352.816 | 358.1417 | 360.5726 | 357.7707 | 358.9871 | 360.9512 | 361.2295 | 361.0265 | 363.7215 | 363.9978 | 363.8328 | 366.4434 | 362.478 | 360.2737 | 52.4559 | 53.125 | 53.351 | 52.653 | 52.7924 | 52.9506 | 52.8949 | 52.9064 | 53.5571 | 54.0365 | 53.9383 | 54.4568 | 54.2158 | 54.0482 | 54.8886 | 54.9562 | 54.3185 | 54.3545 | 54.645 | 54.4828 | 54.0099 | 54.2642 | 54.195 | 54.2294 | 54.7516 | 55.0943 | 55.5716 | 56.4191 | 56.7203 | 56.8194 | 56.7504 | 56.8028 | 56.9475 | 57.1556 | 57.072 | 56.8654 | 56.8193 | 56.2335 | 56.2402 | 56.5698 | 56.4573 | 56.6524 | 56.8563 | 57.5122 | 57.5439 | 58.2418 | 58.7306 | 58.7594 | 59.3746 | 59.0662 | 59.1461 | 59.5377 | 60.4364 | 60.8466 | 60.3738 | 60.5791 | 60.9105 | 60.9575 | 60.9232 | 61.378 | 61.4246 | 61.3968 | 61.8373 | 61.1682 | 60.7962 | 288.3764 | 270.2973 | 250.5597 | 227.576 | 209.2912 | 191.8094 | 174.3145 | 157.8179 | 143.7583 | 129.6128 | 129.3771 | 130.6209 | 130.0428 | 129.6407 | 131.6566 | 131.8188 | 130.2891 | 130.3756 | 131.0722 | 130.6832 | 129.549 | 130.1589 | 129.9928 | 130.0754 | 131.3281 | 132.1501 | 133.2948 | 135.3278 | 136.0501 | 136.2879 | 136.1224 | 136.2481 | 136.5952 | 137.0942 | 136.8937 | 136.3982 | 136.2875 | 134.8826 | 134.8985 | 135.6891 | 135.4194 | 135.8874 | 136.3764 | 137.9496 | 138.0255 | 139.6997 | 140.8721 | 69.7719 | 61.1847 | 52.0061 | 43.5946 | 35.7213 | 28.3406 | 20.9105 | 13.5182 | 6.6293 | 0 | 0 | 0 | 0 | 0 | 0 | 0 | 0 | 0 | 48.6635 | 45.6127 | 42.282 | 38.4034 | 35.3179 | 32.3678 | 29.4156 | 26.6318 | 24.2592 | 21.8722 | 21.8324 | 22.0423 | 21.9447 | 21.8769 | 22.2171 | 22.2444 | 21.9863 | 22.0009 | 22.1184 | 22.0528 | 21.8614 | 21.9643 | 21.9363 | 21.9502 | 22.1616 | 22.3003 | 22.4935 | 22.8366 | 22.9585 | 22.9986 | 22.9706 | 22.9919 | 23.0504 | 23.1346 | 23.1008 | 23.0172 | 22.9985 | 22.7614 | 22.7641 | 22.8975 | 22.852 | 22.931 | 23.0135 | 23.279 | 23.2918 | 23.5743 | 23.7722 | 11.774 | 10.3249 | 8.776 | 7.3566 | 6.028 | 4.7825 | 3.5287 | 2.2812 | 1.1187 | 0 | 0 | 0 | 0 | 0 | 0 | 0 | 0 | 0 | 6752.0161 | 6467.9448 | 6127.5495 | 5687.9121 | 5345.9912 | 5007.2365 | 4650.6384 | 4303.1478 | 4006.0256 | 3691.3023 | 3765.652 | 3885.4931 | 3953.4015 | 4027.8827 | 4180.5074 | 4277.7425 | 4321.1192 | 4419.1154 | 4540.4675 | 4626.5839 | 4687.3312 | 4813.0056 | 4912.6171 | 5023.8836 | 5183.8559 | 5331.06 | 5495.5376 | 5702.1016 | 5858.6516 | 5998.0072 | 6122.5184 | 6262.9963 | 6417.0852 | 6582.2193 | 6717.1894 | 6840.1218 | 6984.9311 | 7065.0088 | 7221.2907 | 7423.4137 | 7571.6481 | 7764.9675 | 7964.3539 | 8233.4677 | 8419.2358 | 8708.8235 | 8975.1138 | 4543.0374 | 4071.5496 | 3536.8921 | 3030.0572 | 2537.4482 | 2057.4485 | 1551.4461 | 1025.0369 | 513.7349 | 0 | 0 | 0 | 0 | 0 | 0 | 0 | 0 | 0 | 210789.5025 | 201921.1528 | 191294.4357 | 177569.5047 | 166895.1622 | 156319.6648 | 145187.1165 | 134338.8953 | 125063.1112 | 115237.8422 | 117558.9476 | 121300.2364 | 123420.2528 | 125745.4625 | 130510.2151 | 133545.7745 | 134899.9402 | 137959.2603 | 141747.7213 | 144436.165 | 146332.6194 | 150256.0189 | 153365.7636 | 156839.3648 | 161833.5009 | 166429.0284 | 171563.8148 | 178012.4853 | 182899.7805 | 187250.2882 | 191137.3709 | 195522.9165 | 200333.3781 | 205488.6591 | 209702.2572 | 213540.0535 | 218060.8184 | 220560.7427 | 225439.6683 | 231749.6951 | 236377.3885 | 242412.5778 | 248637.1731 | 257038.5704 | 262838.0171 | 271878.5835 | 280191.835 | 141827.9498 | 127108.6884 | 110417.3504 | 94594.5974 | 79215.9618 | 64230.9698 | 48434.2067 | 32000.3712 | 16038.1603 | 0 | 0 | 0 | 0 | 0 | 0 | 0 | 0 | 0 | [7 empty] | 4526.1835 | 5121.4792 | 5713.3652 | 6228.5274 | 6257.1002 | 6287.0027 | 6293.6302 | 6258.1058 | 6244.4601 | 6172.7381 | 6286.4789 | 6279.4401 | 6241.4033 | 6191.5292 | 6223.5343 | 6268.411 | 6316.1764 | 6314.3236 | 6334.6551 | 6343.1654 | 6356.2612 | 6297.0408 | 6256.8244 | 6234.7215 | 6279.3328 | 6250.6982 | 6302.2782 | 6201.4995 | 6205.862 | 6243.9494 | 6278.4835 | 6324.2649 | 6359.0465 | 6364.2049 | 6406.6859 | 6388.5945 | 6420.1482 | 6378.0554 | 6401.8649 | 6388.8328 | 6394.2271 | 5637.9301 | 4881.6012 | 4167.5293 | 3501.0048 | 2838.6302 | 2211.5804 | 1616.6444 | 1045.2265 | 515.5006 | 0 | 0 | 0 | 0 | 0 | 0 | 0 | 0 | 0 | [7 empty] | 4629.0914 | 5187.7611 | 5688.7877 | 6231.9075 | 6280.4817 | 6233.7681 | 6238.3452 | 6252.6608 | 6235.0885 | 6169.5819 | 6220.227 | 6231.8109 | 6241.0851 | 6324.6033 | 6278.5061 | 6287.6425 | 6313.7382 | 6372.2645 | 6402.6343 | 6450.216 | 6521.4515 | 6471.5426 | 6413.689 | 6386.517 | 6301.0274 | 6343.4853 | 6295.2624 | 6283.7989 | 6311.2657 | 6332.0251 | 6296.166 | 6210.0196 | 6191.3474 | 6227.0163 | 6292.8778 | 6376.5783 | 6371.764 | 6384.6491 | 6397.4651 | 6338.8277 | 6292.5592 | 5541.0104 | 4823.1433 | 4155.6058 | 3478.3461 | 2800.4713 | 2167.7191 | 1593.4399 | 1034.5947 | 510.0009 | 0 | 0 | 0 | 0 | 0 | 0 | 0 | 0 | 0 | [7 empty] | 4600.7904 | 5127.0119 | 5712.927 | 6249.8196 | 6253.8648 | 6314.3684 | 6290.7676 | 6305.0816 | 6401.6514 | 6417.6412 | 6364.81 | 6370.8945 | 6395.0188 | 6366.1326 | 6334.7317 | 6357.0192 | 6375.6323 | 6400.5316 | 6429.1631 | 6458.9115 | 6506.4209 | 6582.792 | 6617.688 | 6640.9767 | 6644.2136 | 6624.6541 | 6645.2899 | 6654.0866 | 6644.4993 | 6615.6732 | 6590.2312 | 6514.1189 | 6526.275 | 6574.957 | 6543.4509 | 6573.7966 | 6615.5827 | 6687.9025 | 6686.1519 | 6752.1853 | 6810.1344 | 6000.2525 | 5258.9868 | 4471.8274 | 3745.2798 | 3069.9316 | 2436.0466 | 1799.4089 | 1160.3941 | 567.5136 | 0 | 0 | 0 | 0 | 0 | 0 | 0 | 0 | 0 | [7 empty] | 4403.1565 | 4900.9793 | 5351.2243 | 5822.0923 | 5770.3501 | 5679.146 | 5706.5697 | 5872.2166 | 5917.5252 | 5875.9982 | 6027.8214 | 6056.6837 | 6192.6886 | 6314.3273 | 6316.6269 | 6343.8479 | 6352.3875 | 6396.7219 | 6260.8391 | 6287.4555 | 6412.944 | 6282.3737 | 6260.7945 | 6153.8199 | 6166.2245 | 6228.2001 | 6231.7822 | 6273.9211 | 6310.5343 | 6431.0015 | 6444.6312 | 6355.5686 | 6511.2511 | 6813.4071 | 6864.398 | 6817.1022 | 6723.7198 | 6789.4378 | 6831.5923 | 6898.8505 | 7010.3507 | 6172.5744 | 5444.9319 | 4588.4691 | 3661.9234 | 2981.0985 | 2365.3607 | 1749.1802 | 1141.3376 | 551.8057 | 0 | 0 | 0 | 0 | 0 | 0 | 0 | 0 | 0
TH-G16 | White River Jct | 203723 | 203723: RTE 113 L1 Start at P.156 | 618564 | 619011 | 3PH | OH | Zone 2 | 830 | 58765.1 | 85.56% | 14.44% | 100% | 90% | 80.33% | 643.1594 | 595.2454 | 549.4427 | 505.6581 | 463.8027 | 423.7916 | 385.5435 | 348.9806 | 314.0288 | 280.6171 | 108.5332 | 100.4477 | 92.7185 | 85.3298 | 78.2667 | 71.5148 | 65.0605 | 58.8905 | 52.9924 | 47.3541 | 13506.3477 | 12500.1543 | 11538.2961 | 10618.8195 | 9739.8571 | 8899.6237 | 8096.4129 | 7328.5934 | 6594.6057 | 5892.9591 | 421651.2913 | 390239.1928 | 360211.1815 | 331506.2713 | 304066.1636 | 277835.1282 | 252759.8907 | 228789.5242 | 205875.3454 | 183970.8165 | 435157.639 | 402739.3472 | 371749.4776 | 342125.0908 | 313806.0207 | 286734.7519 | 260856.3036 | 236118.1175 | 212469.9511 | 189863.7756 | 7.1658 | 6.6477 | 6.1525 | 5.679 | 5.2265 | 4.7939 | 4.3803 | 3.985 | 3.6071 | 3.2458 | 2.9005 | 3137.7107 | 2903.9581 | 2680.5052 | 2466.8981 | 2262.7031 | 2067.5053 | 1880.9083 | 1702.5333 | 1532.0178 | 1369.0156 | 0 | 0 | 0 | 0 | 0 | 0 | 0 | 0 | 0 | 0 | 0 | 0 | 0 | 0 | 0 | 0 | 0 | 0 | 0 | 0 | 693.2819 | 702.1249 | 705.1113 | 695.8863 | 697.7284 | 699.8199 | 699.0832 | 699.2358 | 707.835 | 714.1714 | 712.8729 | 719.726 | 716.541 | 714.3253 | 725.4331 | 726.3268 | 717.8981 | 718.3747 | 722.2131 | 720.0693 | 713.8198 | 717.1804 | 716.2656 | 716.7205 | 723.6229 | 728.152 | 734.4594 | 745.6614 | 749.6413 | 750.9515 | 750.0395 | 750.7326 | 752.6447 | 755.3942 | 754.2894 | 751.5595 | 750.9496 | 743.2081 | 743.2958 | 747.6522 | 746.166 | 748.7448 | 751.4391 | 760.1077 | 760.5261 | 769.7506 | 776.2107 | 776.5915 | 784.7223 | 780.6466 | 781.7026 | 786.8777 | 798.7554 | 804.177 | 797.9281 | 800.6409 | 805.0215 | 805.6422 | 805.1893 | 811.2 | 811.8161 | 811.4482 | 817.2705 | 808.4266 | 803.5104 | 116.9913 | 118.4836 | 118.9875 | 117.4308 | 117.7417 | 118.0946 | 117.9703 | 117.996 | 119.4472 | 120.5164 | 120.2973 | 121.4538 | 120.9163 | 120.5424 | 122.4168 | 122.5677 | 121.1453 | 121.2257 | 121.8735 | 121.5117 | 120.4571 | 121.0242 | 120.8698 | 120.9466 | 122.1114 | 122.8757 | 123.94 | 125.8304 | 126.502 | 126.7231 | 126.5692 | 126.6861 | 127.0088 | 127.4728 | 127.2863 | 126.8257 | 126.7227 | 125.4164 | 125.4312 | 126.1663 | 125.9155 | 126.3507 | 126.8054 | 128.2682 | 128.3388 | 129.8954 | 130.9856 | 131.0498 | 132.4219 | 131.7341 | 131.9123 | 132.7856 | 134.79 | 135.7049 | 134.6504 | 135.1082 | 135.8474 | 135.9521 | 135.8757 | 136.89 | 136.994 | 136.9319 | 137.9144 | 136.422 | 135.5924 | 643.1594 | 602.8379 | 558.8178 | 507.5576 | 466.7774 | 427.7882 | 388.7697 | 351.9777 | 320.6208 | 289.0725 | 288.5469 | 291.3208 | 290.0316 | 289.1348 | 293.6308 | 293.9926 | 290.5809 | 290.7738 | 292.3275 | 291.4597 | 288.9302 | 290.2904 | 289.9201 | 290.1043 | 292.8981 | 294.7314 | 297.2844 | 301.8185 | 303.4295 | 303.9598 | 303.5906 | 303.8712 | 304.6452 | 305.7581 | 305.3109 | 304.2059 | 303.959 | 300.8256 | 300.861 | 302.6244 | 302.0228 | 303.0666 | 304.1572 | 307.6659 | 307.8353 | 311.5691 | 314.1839 | 155.6107 | 136.4589 | 115.988 | 97.228 | 79.6685 | 63.2073 | 46.6363 | 30.1492 | 14.7851 | 0 | 0 | 0 | 0 | 0 | 0 | 0 | 0 | 0 | 108.5332 | 101.7289 | 94.3005 | 85.6503 | 78.7687 | 72.1893 | 65.6049 | 59.3962 | 54.1048 | 48.781 | 48.6923 | 49.1604 | 48.9428 | 48.7915 | 49.5502 | 49.6112 | 49.0355 | 49.0681 | 49.3303 | 49.1838 | 48.757 | 48.9865 | 48.924 | 48.9551 | 49.4266 | 49.7359 | 50.1667 | 50.9319 | 51.2037 | 51.2932 | 51.2309 | 51.2783 | 51.4089 | 51.5967 | 51.5212 | 51.3347 | 51.2931 | 50.7643 | 50.7703 | 51.0679 | 50.9663 | 51.1425 | 51.3265 | 51.9186 | 51.9472 | 52.5773 | 53.0185 | 26.2593 | 23.0274 | 19.573 | 16.4072 | 13.4441 | 10.6662 | 7.8699 | 5.0877 | 2.495 | 0 | 0 | 0 | 0 | 0 | 0 | 0 | 0 | 0 | 15058.8707 | 14425.3129 | 13666.1368 | 12685.6232 | 11923.0447 | 11167.5277 | 10372.2149 | 9597.2144 | 8934.5494 | 8232.629 | 8398.4495 | 8665.7284 | 8817.183 | 8983.2968 | 9323.6923 | 9540.5536 | 9637.2956 | 9855.8545 | 10126.5034 | 10318.5666 | 10454.05 | 10734.3389 | 10956.5001 | 11204.6553 | 11561.438 | 11889.744 | 12256.5748 | 12717.2699 | 13066.4199 | 13377.2215 | 13654.916 | 13968.2208 | 14311.8817 | 14680.1767 | 14981.1975 | 15255.3709 | 15578.3359 | 15756.9313 | 16105.4833 | 16556.2737 | 16886.8776 | 17318.0335 | 17762.7206 | 18362.9191 | 18777.2335 | 19423.0945 | 20016.9959 | 10132.2349 | 9080.6861 | 7888.2515 | 6757.8688 | 5659.2141 | 4588.6814 | 3460.1555 | 2286.1169 | 1145.7714 | 0 | 0 | 0 | 0 | 0 | 0 | 0 | 0 | 0 | 470119.1191 | 450340.2368 | 426639.707 | 396029.3 | 372222.5524 | 348636.2567 | 323807.5829 | 299613.0375 | 278925.4633 | 257012.3853 | 262189.095 | 270533.2078 | 275261.4329 | 280447.2962 | 291074.0175 | 297844.1579 | 300864.3233 | 307687.4567 | 316136.7765 | 322132.7525 | 326362.3723 | 335112.6427 | 342048.2368 | 349795.332 | 360933.6421 | 371182.9444 | 382634.9439 | 397017.2696 | 407917.2951 | 417620.1351 | 426289.4089 | 436070.3932 | 446799.0583 | 458296.7663 | 467694.2601 | 476253.6116 | 486336.1725 | 491911.6979 | 502793.0566 | 516866.1684 | 527187.2096 | 540647.3575 | 554529.9332 | 573267.382 | 586201.7584 | 606364.7319 | 624905.5908 | 316315.7083 | 283487.6685 | 246261.3502 | 210972.2177 | 176673.5901 | 143252.8972 | 108021.7293 | 71369.7131 | 35769.5508 | 0 | 0 | 0 | 0 | 0 | 0 | 0 | 0 | 0 | [7 empty] | 0 | 0 | 0 | 0 | 0 | 0 | 0 | 0 | 0 | 0 | 0 | 0 | 0 | 0 | 0 | 0 | 0 | 0 | 0 | 0 | 0 | 0 | 0 | 0 | 0 | 0 | 0 | 0 | 0 | 0 | 0 | 0 | 0 | 0 | 0 | 0 | 0 | 0 | 0 | 0 | 0 | 0 | 0 | 0 | 0 | 0 | 0 | 0 | 0 | 0 | 0 | 0 | 0 | 0 | 0 | 0 | 0 | 0 | 0 | [7 empty] | 0 | 0 | 0 | 0 | 0 | 0 | 0 | 0 | 0 | 0 | 0 | 0 | 0 | 0 | 0 | 0 | 0 | 0 | 0 | 0 | 0 | 0 | 0 | 0 | 0 | 0 | 0 | 0 | 0 | 0 | 0 | 0 | 0 | 0 | 0 | 0 | 0 | 0 | 0 | 0 | 0 | 0 | 0 | 0 | 0 | 0 | 0 | 0 | 0 | 0 | 0 | 0 | 0 | 0 | 0 | 0 | 0 | 0 | 0 | [7 empty] | 0 | 0 | 0 | 0 | 0 | 0 | 0 | 0 | 0 | 0 | 0 | 0 | 0 | 0 | 0 | 0 | 0 | 0 | 0 | 0 | 0 | 0 | 0 | 0 | 0 | 0 | 0 | 0 | 0 | 0 | 0 | 0 | 0 | 0 | 0 | 0 | 0 | 0 | 0 | 0 | 0 | 0 | 0 | 0 | 0 | 0 | 0 | 0 | 0 | 0 | 0 | 0 | 0 | 0 | 0 | 0 | 0 | 0 | 0 | [7 empty] | 0 | 0 | 0 | 0 | 0 | 0 | 0 | 0 | 0 | 0 | 0 | 0 | 0 | 0 | 0 | 0 | 0 | 0 | 0 | 0 | 0 | 0 | 0 | 0 | 0 | 0 | 0 | 0 | 0 | 0 | 0 | 0 | 0 | 0 | 0 | 0 | 0 | 0 | 0 | 0 | 0 | 0 | 0 | 0 | 0 | 0 | 0 | 0 | 0 | 0 | 0 | 0 | 0 | 0 | 0 | 0 | 0 | 0 | 0
TH-G16 | White River Jct | 203724 | 203724: RTE 113 L1 P.217 | 653643 | 619011 | 3PH | OH | Zone 1 | 746 | 159190.9 | 85.56% | 14.44% | 100% | 90% | 80.33% | 1749.0145 | 1618.7168 | 1494.1602 | 1375.0919 | 1261.27 | 1152.4634 | 1048.451 | 949.0216 | 853.9733 | 763.1131 | 295.1462 | 273.1585 | 252.1395 | 232.0468 | 212.8393 | 194.4782 | 176.9261 | 160.1474 | 144.108 | 128.7753 | 36729.3046 | 33993.0518 | 31377.3644 | 28876.93 | 26486.6703 | 24201.7308 | 22017.4709 | 19929.4543 | 17933.4403 | 16025.3752 | 1146642.9784 | 1061220.5858 | 979562.0944 | 901501.6583 | 826880.7392 | 755547.7842 | 687357.9184 | 622172.6503 | 559859.5904 | 500292.1831 | 1183372.283 | 1095213.6376 | 1010939.4588 | 930378.5883 | 853367.4095 | 779749.515 | 709375.3893 | 642102.1045 | 577793.0308 | 516317.5583 | 22.6996 | 18.0778 | 16.731 | 15.4436 | 14.2129 | 13.0365 | 11.9119 | 10.8368 | 9.8091 | 8.8267 | 7.8875 | 8532.7237 | 7897.0545 | 7289.3942 | 6708.5089 | 6153.2186 | 5622.3957 | 5114.962 | 4629.8869 | 4166.1854 | 3722.9156 | 2068.4652 | 4045.7892 | 5935.9879 | 7742.9003 | 9470.196 | 11121.3833 | 12699.8155 | 14208.6985 | 15651.0968 | 17029.9397 | 64574.8982 | 126304.4823 | 185314.1232 | 241723.6677 | 295647.6818 | 347195.6835 | 396472.3653 | 443577.8065 | 488607.6769 | 531653.4307 | 1885.3181 | 1909.3658 | 1917.4871 | 1892.4004 | 1897.4099 | 1903.0977 | 1901.0942 | 1901.5093 | 1924.894 | 1942.1251 | 1938.5941 | 1957.2304 | 1948.5692 | 1942.5439 | 1972.7503 | 1975.1809 | 1952.2597 | 1953.5556 | 1963.9938 | 1958.1641 | 1941.1692 | 1950.3081 | 1947.8202 | 1949.0574 | 1967.8278 | 1980.1443 | 1997.2966 | 2027.7594 | 2038.5823 | 2042.1455 | 2039.6652 | 2041.5502 | 2046.75 | 2054.2271 | 2051.2227 | 2043.7989 | 2042.1402 | 2021.088 | 2021.3264 | 2033.1733 | 2029.1318 | 2036.1444 | 2043.4715 | 2067.045 | 2068.1828 | 2093.268 | 2110.8357 | 2111.8712 | 2133.9822 | 2122.8986 | 2125.7704 | 2139.8436 | 2172.144 | 2186.8876 | 2169.894 | 2177.2714 | 2189.1839 | 2190.8718 | 2189.6403 | 2205.9859 | 2207.6612 | 2206.6608 | 2222.4941 | 2198.4438 | 2185.0747 | 318.1474 | 322.2055 | 323.5759 | 319.3426 | 320.1879 | 321.1477 | 320.8096 | 320.8797 | 324.8259 | 327.7336 | 327.1378 | 330.2826 | 328.8211 | 327.8043 | 332.9016 | 333.3118 | 329.4438 | 329.6625 | 331.424 | 330.4402 | 327.5723 | 329.1145 | 328.6947 | 328.9034 | 332.0709 | 334.1494 | 337.0438 | 342.1844 | 344.0108 | 344.612 | 344.1935 | 344.5116 | 345.3891 | 346.6508 | 346.1438 | 344.8911 | 344.6112 | 341.0586 | 341.0988 | 343.098 | 342.416 | 343.5994 | 344.8358 | 348.8138 | 349.0058 | 353.239 | 356.2035 | 356.3783 | 360.1095 | 358.2391 | 358.7237 | 361.0986 | 366.5493 | 369.0373 | 366.1696 | 367.4146 | 369.4248 | 369.7096 | 369.5018 | 372.2601 | 372.5428 | 372.374 | 375.0459 | 370.9874 | 368.7313 | 1749.0145 | 1639.3638 | 1519.6549 | 1380.2575 | 1269.3594 | 1163.3317 | 1057.2243 | 957.1719 | 871.8996 | 786.1067 | 784.6774 | 792.2208 | 788.715 | 786.2762 | 798.5027 | 799.4865 | 790.2088 | 790.7334 | 794.9584 | 792.5987 | 785.7197 | 789.4189 | 788.4119 | 788.9126 | 796.5102 | 801.4955 | 808.4382 | 820.7686 | 825.1493 | 826.5915 | 825.5876 | 826.3506 | 828.4553 | 831.4818 | 830.2657 | 827.2608 | 826.5894 | 818.0682 | 818.1647 | 822.9599 | 821.324 | 824.1625 | 827.1283 | 836.67 | 837.1306 | 847.2842 | 854.395 | 423.1693 | 371.0878 | 315.419 | 264.4028 | 216.6514 | 171.8867 | 126.8233 | 81.9881 | 40.2068 | 0 | 0 | 0 | 0 | 0 | 0 | 0 | 0 | 0 | 295.1462 | 276.6426 | 256.4418 | 232.9185 | 214.2044 | 196.3122 | 178.4066 | 161.5228 | 147.1331 | 132.6555 | 132.4143 | 133.6873 | 133.0957 | 132.6841 | 134.7473 | 134.9134 | 133.3477 | 133.4363 | 134.1492 | 133.751 | 132.5902 | 133.2144 | 133.0445 | 133.129 | 134.4111 | 135.2524 | 136.4239 | 138.5047 | 139.2439 | 139.4873 | 139.3179 | 139.4467 | 139.8018 | 140.3125 | 140.1073 | 139.6003 | 139.487 | 138.049 | 138.0653 | 138.8745 | 138.5984 | 139.0774 | 139.5779 | 141.1881 | 141.2658 | 142.9792 | 144.1792 | 71.4098 | 62.6211 | 53.227 | 44.618 | 36.5599 | 29.0059 | 21.4014 | 13.8355 | 6.7849 | 0 | 0 | 0 | 0 | 0 | 0 | 0 | 0 | 0 | 40951.2521 | 39228.3483 | 37163.8368 | 34497.4179 | 32423.6538 | 30369.093 | 28206.3107 | 26098.7663 | 24296.708 | 22387.8982 | 22838.8323 | 23565.6734 | 23977.5407 | 24429.2722 | 25354.9473 | 25944.6823 | 26207.7636 | 26802.1148 | 27538.1202 | 28060.4192 | 28428.854 | 29191.0747 | 29795.2221 | 30470.058 | 31440.2967 | 32333.0954 | 33330.659 | 34583.4782 | 35532.9603 | 36378.1577 | 37133.3229 | 37985.3273 | 38919.8825 | 39921.4277 | 40740.0269 | 41485.617 | 42363.8912 | 42849.5654 | 43797.4215 | 45023.3056 | 45922.3534 | 47094.8433 | 48304.1301 | 49936.3164 | 51063.0073 | 52819.3685 | 54434.4302 | 27553.7067 | 24694.1137 | 21451.3944 | 18377.4199 | 15389.7266 | 12478.5087 | 9409.5834 | 6216.8906 | 3115.8228 | 0 | 0 | 0 | 0 | 0 | 0 | 0 | 0 | 0 | 1278446.9016 | 1224660 | 1160208.5289 | 1076966.2645 | 1012225.9433 | 948085.1215 | 880565.7636 | 814770.861 | 758512.8532 | 698922.1972 | 712999.7961 | 735690.8649 | 748548.8502 | 762651.3417 | 791549.7599 | 809960.551 | 818173.621 | 836728.522 | 859705.6915 | 876011.2121 | 887513.2849 | 911308.8627 | 930169.5906 | 951237.1231 | 981526.7614 | 1009398.8224 | 1040541.5108 | 1079652.9594 | 1109294.604 | 1135680.6096 | 1159255.9245 | 1185854.4366 | 1215030.0818 | 1246297.0706 | 1271852.7144 | 1295129.1052 | 1322547.7281 | 1337709.8706 | 1367300.7527 | 1405571.3214 | 1433638.47 | 1470242.1386 | 1507994.5618 | 1558949.378 | 1594123.2579 | 1648954.6611 | 1699374.8689 | 860192.2807 | 770919.3623 | 669685.7187 | 573720.0787 | 480448.0282 | 389563.4428 | 293755.4325 | 194083.5522 | 97272.0944 | 0 | 0 | 0 | 0 | 0 | 0 | 0 | 0 | 0 | [7 empty] | 706.8052 | 790.7817 | 871.0581 | 947.7972 | 947.7972 | 947.7972 | 947.7972 | 947.7972 | 947.7972 | 947.7972 | 947.7972 | 947.7972 | 947.7972 | 947.7972 | 947.7972 | 947.7972 | 947.7972 | 947.7972 | 947.7972 | 947.7972 | 947.7972 | 947.7972 | 947.7972 | 947.7972 | 947.7972 | 947.7972 | 947.7972 | 947.7972 | 947.7972 | 947.7972 | 947.7972 | 947.7972 | 947.7972 | 947.7972 | 947.7972 | 947.7972 | 947.7972 | 947.7972 | 947.7972 | 947.7972 | 947.7972 | 832.6773 | 722.6298 | 617.4312 | 516.868 | 420.7357 | 328.8393 | 240.992 | 157.0155 | 76.7392 | 0 | 0 | 0 | 0 | 0 | 0 | 0 | 0 | 0 | [7 empty] | 706.8052 | 790.7817 | 871.0581 | 947.7972 | 947.7972 | 947.7972 | 947.7972 | 947.7972 | 947.7972 | 947.7972 | 947.7972 | 947.7972 | 947.7972 | 947.7972 | 947.7972 | 947.7972 | 947.7972 | 947.7972 | 947.7972 | 947.7972 | 947.7972 | 947.7972 | 947.7972 | 947.7972 | 947.7972 | 947.7972 | 947.7972 | 947.7972 | 947.7972 | 947.7972 | 947.7972 | 947.7972 | 947.7972 | 947.7972 | 947.7972 | 947.7972 | 947.7972 | 947.7972 | 947.7972 | 947.7972 | 947.7972 | 832.6773 | 722.6298 | 617.4312 | 516.868 | 420.7357 | 328.8393 | 240.992 | 157.0155 | 76.7392 | 0 | 0 | 0 | 0 | 0 | 0 | 0 | 0 | 0 | [7 empty] | 706.8052 | 790.7817 | 871.0581 | 947.7972 | 947.7972 | 947.7972 | 947.7972 | 947.7972 | 947.7972 | 947.7972 | 947.7972 | 947.7972 | 947.7972 | 947.7972 | 947.7972 | 947.7972 | 947.7972 | 947.7972 | 947.7972 | 947.7972 | 947.7972 | 947.7972 | 947.7972 | 947.7972 | 947.7972 | 947.7972 | 947.7972 | 947.7972 | 947.7972 | 947.7972 | 947.7972 | 947.7972 | 947.7972 | 947.7972 | 947.7972 | 947.7972 | 947.7972 | 947.7972 | 947.7972 | 947.7972 | 947.7972 | 832.6773 | 722.6298 | 617.4312 | 516.868 | 420.7357 | 328.8393 | 240.992 | 157.0155 | 76.7392 | 0 | 0 | 0 | 0 | 0 | 0 | 0 | 0 | 0 | [7 empty] | 706.8052 | 790.7817 | 871.0581 | 947.7972 | 947.7972 | 947.7972 | 947.7972 | 947.7972 | 947.7972 | 947.7972 | 947.7972 | 947.7972 | 947.7972 | 947.7972 | 947.7972 | 947.7972 | 947.7972 | 947.7972 | 947.7972 | 947.7972 | 947.7972 | 947.7972 | 947.7972 | 947.7972 | 947.7972 | 947.7972 | 947.7972 | 947.7972 | 947.7972 | 947.7972 | 947.7972 | 947.7972 | 947.7972 | 947.7972 | 947.7972 | 947.7972 | 947.7972 | 947.7972 | 947.7972 | 947.7972 | 947.7972 | 832.6773 | 722.6298 | 617.4312 | 516.868 | 420.7357 | 328.8393 | 240.992 | 157.0155 | 76.7392 | 0 | 0 | 0 | 0 | 0 | 0 | 0 | 0 | 0
TH-G16 | White River Jct | 203725 | 203725: Tucker Hill L1 294–333 | 618564 | 0 | 1PH | UG | Zone 3 | 293 | 130473.5 | 85.56% | 14.44% | 50% | 98% | 83.36% | 659.9609 | 603.8381 | 550.1882 | 498.9023 | 449.8761 | 403.0102 | 358.2092 | 315.3823 | 274.4425 | 235.3065 | 111.3684 | 101.8977 | 92.8443 | 84.1898 | 75.9166 | 68.008 | 60.4478 | 53.2208 | 46.3122 | 39.708 | 13859.1786 | 12680.6005 | 11553.9532 | 10476.9485 | 9447.399 | 8463.2137 | 7522.3939 | 6623.0286 | 5763.2915 | 4941.4362 | 432666.2329 | 395872.4977 | 360699.9766 | 327077.2352 | 294935.9868 | 264210.9535 | 234839.7338 | 206762.6755 | 179922.755 | 154265.4613 | 446525.4116 | 408553.0983 | 372253.9298 | 337554.1837 | 304383.3858 | 272674.1672 | 242362.1276 | 213385.7041 | 185686.0465 | 159206.8975 | 14.8563 | 6.8214 | 6.2413 | 5.6867 | 5.1567 | 4.6499 | 4.1655 | 3.7024 | 3.2598 | 2.8366 | 2.4321 | 3219.6782 | 2945.8783 | 2684.1426 | 2433.9395 | 2194.761 | 1966.1212 | 1747.5558 | 1538.6208 | 1338.892 | 1147.9637 | 0 | 0 | 0 | 0 | 0 | 0 | 0 | 0 | 0 | 0 | 0 | 0 | 0 | 0 | 0 | 0 | 0 | 0 | 0 | 0 | 718.6705 | 727.8373 | 730.9331 | 721.3703 | 723.2798 | 725.448 | 724.6843 | 724.8425 | 733.7566 | 740.325 | 738.979 | 746.083 | 742.7814 | 740.4846 | 751.9991 | 752.9256 | 744.1882 | 744.6822 | 748.6612 | 746.4389 | 739.9606 | 743.4443 | 742.4959 | 742.9675 | 750.1227 | 754.8176 | 761.356 | 772.9682 | 777.0938 | 778.4521 | 777.5066 | 778.2251 | 780.2073 | 783.0575 | 781.9122 | 779.0823 | 778.45 | 770.4251 | 770.516 | 775.0319 | 773.4913 | 776.1645 | 778.9576 | 787.9436 | 788.3773 | 797.9396 | 804.6363 | 805.031 | 813.4596 | 809.2346 | 810.3293 | 815.6939 | 828.0066 | 833.6268 | 827.1489 | 829.9612 | 834.5021 | 835.1455 | 834.6761 | 840.9069 | 841.5455 | 841.1642 | 847.1998 | 838.0319 | 832.9357 | 121.2757 | 122.8226 | 123.345 | 121.7312 | 122.0535 | 122.4193 | 122.2905 | 122.3172 | 123.8214 | 124.9298 | 124.7027 | 125.9015 | 125.3444 | 124.9568 | 126.8998 | 127.0562 | 125.5818 | 125.6651 | 126.3366 | 125.9616 | 124.8683 | 125.4562 | 125.2962 | 125.3758 | 126.5832 | 127.3755 | 128.4788 | 130.4384 | 131.1346 | 131.3638 | 131.2042 | 131.3255 | 131.66 | 132.141 | 131.9477 | 131.4701 | 131.3634 | 130.0092 | 130.0246 | 130.7866 | 130.5267 | 130.9778 | 131.4491 | 132.9655 | 133.0387 | 134.6523 | 135.7824 | 135.849 | 137.2713 | 136.5583 | 136.7431 | 137.6484 | 139.7261 | 140.6745 | 139.5814 | 140.0559 | 140.8222 | 140.9308 | 140.8516 | 141.903 | 142.0108 | 141.9465 | 142.965 | 141.4179 | 140.5579 | 659.9609 | 611.5402 | 559.5761 | 500.7765 | 452.7615 | 406.8108 | 361.2067 | 318.0908 | 280.2034 | 242.3966 | 241.9559 | 244.2819 | 243.2009 | 242.4488 | 246.2189 | 246.5223 | 243.6615 | 243.8232 | 245.126 | 244.3984 | 242.2773 | 243.4179 | 243.1074 | 243.2618 | 245.6045 | 247.1417 | 249.2825 | 253.0846 | 254.4354 | 254.8801 | 254.5705 | 254.8058 | 255.4548 | 256.388 | 256.013 | 255.0865 | 254.8794 | 252.2519 | 252.2817 | 253.7603 | 253.2559 | 254.1311 | 255.0456 | 257.9878 | 258.1298 | 261.2607 | 263.4533 | 263.5826 | 266.3422 | 264.9589 | 265.3173 | 267.0738 | 271.1052 | 272.9454 | 270.8244 | 271.7452 | 110.5081 | 95.9772 | 81.959 | 69.1222 | 56.3089 | 43.9901 | 32.4697 | 20.9263 | 10.1653 | 111.3684 | 103.1974 | 94.4285 | 84.506 | 76.4035 | 68.6493 | 60.9536 | 53.6778 | 47.2843 | 40.9044 | 40.8301 | 41.2226 | 41.0401 | 40.9132 | 41.5494 | 41.6006 | 41.1179 | 41.1452 | 41.365 | 41.2422 | 40.8843 | 41.0768 | 41.0244 | 41.0504 | 41.4458 | 41.7052 | 42.0664 | 42.708 | 42.936 | 43.011 | 42.9588 | 42.9985 | 43.108 | 43.2655 | 43.2022 | 43.0458 | 43.0109 | 42.5675 | 42.5725 | 42.822 | 42.7369 | 42.8846 | 43.0389 | 43.5354 | 43.5594 | 44.0877 | 44.4577 | 44.4796 | 44.9453 | 44.7118 | 44.7723 | 45.0687 | 45.749 | 46.0595 | 45.7016 | 45.857 | 18.6482 | 16.1961 | 13.8306 | 11.6644 | 9.5021 | 7.4233 | 5.4793 | 3.5313 | 1.7154 | 15452.2587 | 14633.5498 | 13684.6813 | 12516.139 | 11565.0322 | 10619.9068 | 9636.8461 | 8673.2368 | 7808.2625 | 6903.3248 | 7042.3707 | 7266.4926 | 7393.4923 | 7532.784 | 7818.2166 | 8000.0618 | 8081.1831 | 8264.4517 | 8491.3996 | 8652.4508 | 8766.058 | 9001.0893 | 9187.3786 | 9395.4647 | 9694.6385 | 9969.9337 | 10277.5331 | 10663.8408 | 10956.6143 | 11217.2316 | 11450.0873 | 11712.8035 | 12000.9743 | 12309.8015 | 12562.2172 | 12792.1204 | 13062.9369 | 13212.6949 | 13504.967 | 13882.9693 | 14160.1913 | 14521.7294 | 14894.6139 | 15397.8998 | 15745.3157 | 16286.891 | 16784.8965 | 17162.5793 | 17723.7994 | 18019.6428 | 18440.9875 | 18971.4601 | 19681.5011 | 20251.023 | 20535.7196 | 21058.8608 | 8752.2171 | 7768.6014 | 6779.8842 | 5843.7839 | 4865.2428 | 3884.4799 | 2930.271 | 1930.071 | 958.1857 | 482400.2024 | 456841.1314 | 427218.6435 | 390738.2144 | 361045.8477 | 331540.2139 | 300850.2906 | 270767.6126 | 243764.1948 | 215513.1718 | 219854.0097 | 226850.8174 | 230815.5866 | 235164.1002 | 244074.9486 | 249751.9296 | 252284.4357 | 258005.853 | 265090.8801 | 270118.6993 | 273665.3719 | 281002.7558 | 286818.475 | 293314.6641 | 302654.4963 | 311248.8667 | 320851.7375 | 332911.7814 | 342051.8042 | 350187.9484 | 357457.414 | 365659.0847 | 374655.4163 | 384296.6152 | 392176.7167 | 399354.0089 | 407808.5613 | 412483.8191 | 421608.1892 | 433408.9472 | 442063.473 | 453350.241 | 464991.2284 | 480703.1833 | 491549.075 | 508456.3783 | 524003.4864 | 535794.2739 | 553314.8638 | 562550.7232 | 575704.5778 | 592265.2708 | 614431.8631 | 632211.6231 | 641099.4977 | 657431.3102 | 273233.2761 | 242526.0264 | 211659.5098 | 182435.6289 | 151886.798 | 121268.6082 | 91479.398 | 60254.405 | 29913.3601 | [7 empty] | 0 | 0 | 0 | 0 | 0 | 0 | 0 | 0 | 0 | 0 | 0 | 0 | 0 | 0 | 0 | 0 | 0 | 0 | 0 | 0 | 0 | 0 | 0 | 0 | 0 | 0 | 0 | 0 | 0 | 0 | 0 | 0 | 0 | 0 | 0 | 0 | 0 | 0 | 0 | 0 | 0 | 0 | 0 | 0 | 0 | 0 | 0 | 0 | 0 | 0 | 0 | 0 | 0 | 0 | 0 | 0 | 0 | 0 | 0 | [7 empty] | 0 | 0 | 0 | 0 | 0 | 0 | 0 | 0 | 0 | 0 | 0 | 0 | 0 | 0 | 0 | 0 | 0 | 0 | 0 | 0 | 0 | 0 | 0 | 0 | 0 | 0 | 0 | 0 | 0 | 0 | 0 | 0 | 0 | 0 | 0 | 0 | 0 | 0 | 0 | 0 | 0 | 0 | 0 | 0 | 0 | 0 | 0 | 0 | 0 | 0 | 0 | 0 | 0 | 0 | 0 | 0 | 0 | 0 | 0 | [7 empty] | 0 | 0 | 0 | 0 | 0 | 0 | 0 | 0 | 0 | 0 | 0 | 0 | 0 | 0 | 0 | 0 | 0 | 0 | 0 | 0 | 0 | 0 | 0 | 0 | 0 | 0 | 0 | 0 | 0 | 0 | 0 | 0 | 0 | 0 | 0 | 0 | 0 | 0 | 0 | 0 | 0 | 0 | 0 | 0 | 0 | 0 | 0 | 0 | 0 | 0 | 0 | 0 | 0 | 0 | 0 | 0 | 0 | 0 | 0 | [7 empty] | 0 | 0 | 0 | 0 | 0 | 0 | 0 | 0 | 0 | 0 | 0 | 0 | 0 | 0 | 0 | 0 | 0 | 0 | 0 | 0 | 0 | 0 | 0 | 0 | 0 | 0 | 0 | 0 | 0 | 0 | 0 | 0 | 0 | 0 | 0 | 0 | 0 | 0 | 0 | 0 | 0 | 0 | 0 | 0 | 0 | 0 | 0 | 0 | 0 | 0 | 0 | 0 | 0 | 0 | 0 | 0 | 0 | 0 | 0
DM-G6 | Brattleboro | 203953 | 203953: L.9-P.61 Quarry Rd | 555745 | 555590 | 1PH | UG | Zone 3 | 84 | 115667.1 | 89.45% | 10.55% | 50% | 98% | 83.36% | 116.579 | 106.6652 | 97.1882 | 88.1287 | 79.4685 | 71.1898 | 63.276 | 55.7108 | 48.479 | 41.5658 | 13.7552 | 12.5855 | 11.4673 | 10.3984 | 9.3765 | 8.3997 | 7.466 | 6.5734 | 5.7201 | 4.9044 | 2448.1585 | 2239.9682 | 2040.9513 | 1850.7035 | 1668.8384 | 1494.9868 | 1328.7954 | 1169.9268 | 1018.0582 | 872.8814 | 53439.0671 | 48894.6337 | 44550.4382 | 40397.6576 | 36427.8578 | 32632.9762 | 29005.3056 | 25537.4782 | 22222.451 | 19053.4914 | 55887.2256 | 51134.6019 | 46591.3895 | 42248.3611 | 38096.6962 | 34127.9629 | 30334.1009 | 26707.4049 | 23240.5093 | 19926.3728 | 39.4003 | 1.2436 | 1.1378 | 1.0367 | 0.94008 | 0.8477 | 0.75939 | 0.67497 | 0.59427 | 0.51713 | 0.44339 | 586.9595 | 537.0448 | 489.3293 | 443.7164 | 400.1132 | 358.4313 | 318.586 | 280.4964 | 244.0851 | 209.2781 | 0 | 0 | 0 | 0 | 0 | 0 | 0 | 0 | 0 | 0 | 0 | 0 | 0 | 0 | 0 | 0 | 0 | 0 | 0 | 0 | 126.9498 | 128.526 | 129.0259 | 128.7388 | 128.6957 | 129.8411 | 130.3698 | 130.4136 | 132.265 | 133.0416 | 133.127 | 133.754 | 131.9265 | 131.9805 | 132.8977 | 133.2952 | 132.3051 | 132.3662 | 132.3611 | 131.6903 | 130.7728 | 130.018 | 131.1514 | 132.2458 | 132.9545 | 133.4672 | 134.5219 | 135.8965 | 136.2244 | 135.9306 | 135.6702 | 136.4991 | 136.4607 | 136.1865 | 135.874 | 135.4209 | 136.4022 | 134.3972 | 134.1238 | 135.2737 | 135.3571 | 136.9953 | 137.38 | 139.4965 | 139.188 | 140.4443 | 141.4161 | 140.6777 | 142.6002 | 142.9228 | 142.999 | 144.2133 | 145.8707 | 146.414 | 145.6928 | 146.9765 | 148.6901 | 148.8076 | 148.4914 | 148.8324 | 148.0472 | 149.0165 | 150.6005 | 149.4119 | 148.9065 | 14.9789 | 15.1649 | 15.2238 | 15.19 | 15.1849 | 15.32 | 15.3824 | 15.3876 | 15.606 | 15.6977 | 15.7077 | 15.7817 | 15.5661 | 15.5725 | 15.6807 | 15.7276 | 15.6108 | 15.618 | 15.6174 | 15.5382 | 15.43 | 15.3409 | 15.4746 | 15.6038 | 15.6874 | 15.7479 | 15.8723 | 16.0345 | 16.0732 | 16.0385 | 16.0078 | 16.1056 | 16.1011 | 16.0687 | 16.0319 | 15.9784 | 16.0942 | 15.8576 | 15.8253 | 15.961 | 15.9709 | 16.1642 | 16.2096 | 16.4593 | 16.4229 | 16.5711 | 16.6858 | 16.5987 | 16.8255 | 16.8636 | 16.8725 | 17.0158 | 17.2114 | 17.2755 | 17.1904 | 17.3419 | 17.544 | 17.5579 | 17.5206 | 17.5608 | 17.4682 | 17.5826 | 17.7694 | 17.6292 | 17.5696 | 116.579 | 107.9895 | 98.7775 | 89.3707 | 80.5614 | 72.8112 | 64.9806 | 57.2309 | 50.5087 | 43.5604 | 43.5883 | 43.7936 | 43.1953 | 43.2129 | 43.5132 | 43.6434 | 43.3192 | 43.3392 | 43.3376 | 43.1179 | 42.8175 | 42.5704 | 42.9415 | 43.2998 | 43.5319 | 43.6997 | 44.045 | 44.4951 | 44.6025 | 44.5063 | 44.421 | 44.6924 | 44.6798 | 44.5901 | 44.4878 | 44.3394 | 44.6607 | 44.0042 | 43.9147 | 44.2912 | 44.3185 | 44.8549 | 44.9809 | 45.6738 | 45.5728 | 45.9842 | 46.3023 | 46.0606 | 46.69 | 46.7957 | 46.8206 | 47.2182 | 47.7609 | 47.9387 | 47.7026 | 48.1229 | 19.6901 | 17.1014 | 14.5808 | 12.234 | 9.906 | 7.7931 | 5.7719 | 3.7309 | 1.8173 | 13.7552 | 12.7418 | 11.6548 | 10.5449 | 9.5055 | 8.591 | 7.6671 | 6.7527 | 5.9596 | 5.1397 | 5.143 | 5.1672 | 5.0966 | 5.0987 | 5.1342 | 5.1495 | 5.1113 | 5.1136 | 5.1134 | 5.0875 | 5.0521 | 5.0229 | 5.0667 | 5.109 | 5.1364 | 5.1562 | 5.1969 | 5.25 | 5.2627 | 5.2513 | 5.2413 | 5.2733 | 5.2718 | 5.2612 | 5.2491 | 5.2316 | 5.2695 | 5.1921 | 5.1815 | 5.2259 | 5.2292 | 5.2925 | 5.3073 | 5.3891 | 5.3772 | 5.4257 | 5.4632 | 5.4347 | 5.509 | 5.5214 | 5.5244 | 5.5713 | 5.6353 | 5.6563 | 5.6285 | 5.6781 | 2.3233 | 2.0178 | 1.7204 | 1.4435 | 1.1688 | 0.91951 | 0.68103 | 0.44022 | 0.21442 | 2729.5686 | 2584.0815 | 2415.6489 | 2233.6837 | 2057.8057 | 1900.7566 | 1733.6561 | 1560.4878 | 1407.496 | 1240.5757 | 1268.6827 | 1302.7002 | 1313.169 | 1342.6076 | 1381.6811 | 1416.3018 | 1436.7089 | 1468.9943 | 1501.2545 | 1526.5068 | 1549.2203 | 1574.1643 | 1622.8206 | 1672.3627 | 1718.314 | 1762.8882 | 1815.9089 | 1874.8233 | 1920.6919 | 1958.7146 | 1997.9706 | 2054.4012 | 2099.0074 | 2140.8753 | 2182.9546 | 2223.5391 | 2288.9244 | 2304.8961 | 2350.8102 | 2423.1262 | 2477.9632 | 2563.128 | 2626.8729 | 2726.0236 | 2779.8343 | 2866.6346 | 2949.971 | 2999.1301 | 3106.998 | 3182.5349 | 3254.2853 | 3354.1224 | 3467.3095 | 3556.7869 | 3617.1318 | 3729.2797 | 1559.4545 | 1384.2219 | 1206.1621 | 1034.2935 | 855.9081 | 688.1553 | 520.8927 | 344.1105 | 171.2979 | 59581.7626 | 56406.0305 | 52729.4384 | 48757.4528 | 44918.3408 | 41490.2298 | 37842.7159 | 34062.7511 | 30723.204 | 27079.623 | 27693.1505 | 28435.6921 | 28664.2091 | 29306.8028 | 30159.7093 | 30915.4199 | 31360.8712 | 32065.6062 | 32769.789 | 33321.0052 | 33816.8009 | 34361.286 | 35423.3677 | 36504.7863 | 37507.8236 | 38480.8014 | 39638.1521 | 40924.1511 | 41925.3835 | 42755.3524 | 43612.2446 | 44844.0267 | 45817.7021 | 46731.6053 | 47650.1254 | 48536.0142 | 49963.2627 | 50311.8959 | 51314.123 | 52892.6551 | 54089.6532 | 55948.6529 | 57340.0938 | 59504.3827 | 60678.9765 | 62573.6765 | 64392.7666 | 65465.8247 | 67820.3947 | 69469.2352 | 71035.4221 | 73214.6922 | 75685.3714 | 77638.5078 | 78955.7329 | 81403.7272 | 34040.1961 | 30215.1712 | 26328.4333 | 22576.8395 | 18682.9934 | 15021.2411 | 11370.1866 | 7511.3372 | 3739.1364 | [7 empty] | 0 | 0 | 0 | 0 | 0 | 0 | 0 | 0 | 0 | 0 | 0 | 0 | 0 | 0 | 0 | 0 | 0 | 0 | 0 | 0 | 0 | 0 | 0 | 0 | 0 | 0 | 0 | 0 | 0 | 0 | 0 | 0 | 0 | 0 | 0 | 0 | 0 | 0 | 0 | 0 | 0 | 0 | 0 | 0 | 0 | 0 | 0 | 0 | 0 | 0 | 0 | 0 | 0 | 0 | 0 | 0 | 0 | 0 | 0 | [7 empty] | 0 | 0 | 0 | 0 | 0 | 0 | 0 | 0 | 0 | 0 | 0 | 0 | 0 | 0 | 0 | 0 | 0 | 0 | 0 | 0 | 0 | 0 | 0 | 0 | 0 | 0 | 0 | 0 | 0 | 0 | 0 | 0 | 0 | 0 | 0 | 0 | 0 | 0 | 0 | 0 | 0 | 0 | 0 | 0 | 0 | 0 | 0 | 0 | 0 | 0 | 0 | 0 | 0 | 0 | 0 | 0 | 0 | 0 | 0 | [7 empty] | 0 | 0 | 0 | 0 | 0 | 0 | 0 | 0 | 0 | 0 | 0 | 0 | 0 | 0 | 0 | 0 | 0 | 0 | 0 | 0 | 0 | 0 | 0 | 0 | 0 | 0 | 0 | 0 | 0 | 0 | 0 | 0 | 0 | 0 | 0 | 0 | 0 | 0 | 0 | 0 | 0 | 0 | 0 | 0 | 0 | 0 | 0 | 0 | 0 | 0 | 0 | 0 | 0 | 0 | 0 | 0 | 0 | 0 | 0 | [7 empty] | 0 | 0 | 0 | 0 | 0 | 0 | 0 | 0 | 0 | 0 | 0 | 0 | 0 | 0 | 0 | 0 | 0 | 0 | 0 | 0 | 0 | 0 | 0 | 0 | 0 | 0 | 0 | 0 | 0 | 0 | 0 | 0 | 0 | 0 | 0 | 0 | 0 | 0 | 0 | 0 | 0 | 0 | 0 | 0 | 0 | 0 | 0 | 0 | 0 | 0 | 0 | 0 | 0 | 0 | 0 | 0 | 0 | 0 | 0
DM-G6 | Brattleboro | 203954 | 203954: L633-Timson Hl Rd/Baker B | 489476 | 0 | 1PH | UG | Zone 3 | 75 | 159042 | 89.45% | 10.55% | 50% | 98% | 83.36% | 104.0884 | 95.2367 | 86.7751 | 78.6864 | 70.954 | 63.5624 | 56.4964 | 49.7418 | 43.2848 | 37.1123 | 12.2815 | 11.237 | 10.2387 | 9.2843 | 8.3719 | 7.4998 | 6.666 | 5.8691 | 5.1072 | 4.3789 | 2185.8558 | 1999.9716 | 1822.2779 | 1652.4138 | 1490.0343 | 1334.8096 | 1186.4244 | 1044.5775 | 908.9806 | 779.3584 | 47713.4528 | 43655.9229 | 39777.1769 | 36069.3371 | 32524.873 | 29136.5859 | 25897.5942 | 22801.3198 | 19841.4741 | 17012.0459 | 49899.3086 | 45655.8946 | 41599.4549 | 37721.7509 | 34014.9073 | 30471.3955 | 27084.0187 | 23845.8973 | 20750.4547 | 17791.4043 | 39.4003 | 1.1103 | 1.0159 | 0.92564 | 0.83935 | 0.75687 | 0.67803 | 0.60265 | 0.5306 | 0.46172 | 0.39588 | 524.071 | 479.5042 | 436.9012 | 396.1753 | 357.244 | 320.028 | 284.4518 | 250.4432 | 217.9331 | 186.8555 | 0 | 0 | 0 | 0 | 0 | 0 | 0 | 0 | 0 | 0 | 0 | 0 | 0 | 0 | 0 | 0 | 0 | 0 | 0 | 0 | 113.348 | 114.7553 | 115.2017 | 114.9454 | 114.9068 | 115.9295 | 116.4016 | 116.4407 | 118.0937 | 118.7871 | 118.8634 | 119.4232 | 117.7915 | 117.8397 | 118.6587 | 119.0136 | 118.1296 | 118.1841 | 118.1795 | 117.5807 | 116.7614 | 116.0875 | 117.0995 | 118.0766 | 118.7094 | 119.1671 | 120.1088 | 121.3362 | 121.6289 | 121.3666 | 121.1341 | 121.8742 | 121.8399 | 121.5951 | 121.3161 | 120.9115 | 121.7877 | 119.9975 | 119.7534 | 120.7801 | 120.8546 | 122.3173 | 122.6607 | 124.5504 | 124.275 | 125.3967 | 126.2643 | 125.6051 | 127.3216 | 127.6096 | 127.6777 | 128.7619 | 130.2417 | 130.7268 | 130.0829 | 131.229 | 132.759 | 132.8639 | 132.5816 | 132.8861 | 132.185 | 133.0505 | 134.4647 | 133.4035 | 132.9523 | 13.374 | 13.5401 | 13.5927 | 13.5625 | 13.5579 | 13.6786 | 13.7343 | 13.7389 | 13.934 | 14.0158 | 14.0248 | 14.0908 | 13.8983 | 13.904 | 14.0006 | 14.0425 | 13.9382 | 13.9446 | 13.9441 | 13.8734 | 13.7768 | 13.6972 | 13.8166 | 13.9319 | 14.0066 | 14.0606 | 14.1717 | 14.3165 | 14.3511 | 14.3201 | 14.2927 | 14.38 | 14.376 | 14.3471 | 14.3142 | 14.2664 | 14.3698 | 14.1586 | 14.1298 | 14.2509 | 14.2597 | 14.4323 | 14.4728 | 14.6958 | 14.6633 | 14.7956 | 14.898 | 14.8202 | 15.0228 | 15.0567 | 15.0648 | 15.1927 | 15.3673 | 15.4245 | 15.3486 | 15.4838 | 15.6643 | 15.6767 | 15.6434 | 15.6793 | 15.5966 | 15.6987 | 15.8656 | 15.7404 | 15.6871 | 104.0884 | 96.4192 | 88.1942 | 79.7953 | 71.9298 | 65.01 | 58.0184 | 51.099 | 45.0971 | 38.8932 | 38.9182 | 39.1014 | 38.5672 | 38.583 | 38.8511 | 38.9673 | 38.6779 | 38.6957 | 38.6942 | 38.4982 | 38.2299 | 38.0093 | 38.3406 | 38.6606 | 38.8677 | 39.0176 | 39.3259 | 39.7278 | 39.8236 | 39.7378 | 39.6616 | 39.9039 | 39.8927 | 39.8126 | 39.7212 | 39.5887 | 39.8756 | 39.2895 | 39.2095 | 39.5457 | 39.5701 | 40.049 | 40.1615 | 40.7802 | 40.69 | 41.0573 | 41.3414 | 41.1255 | 41.6875 | 41.7818 | 41.8041 | 42.1591 | 42.6436 | 42.8024 | 42.5916 | 42.9669 | 17.5805 | 15.2691 | 13.0185 | 10.9232 | 8.8447 | 6.9581 | 5.1535 | 3.3312 | 1.6226 | 12.2815 | 11.3766 | 10.4061 | 9.4151 | 8.487 | 7.6706 | 6.8456 | 6.0292 | 5.321 | 4.589 | 4.592 | 4.6136 | 4.5506 | 4.5524 | 4.5841 | 4.5978 | 4.5636 | 4.5657 | 4.5656 | 4.5424 | 4.5108 | 4.4847 | 4.5238 | 4.5616 | 4.586 | 4.6037 | 4.6401 | 4.6875 | 4.6988 | 4.6887 | 4.6797 | 4.7083 | 4.707 | 4.6975 | 4.6867 | 4.6711 | 4.705 | 4.6358 | 4.6264 | 4.666 | 4.6689 | 4.7254 | 4.7387 | 4.8117 | 4.801 | 4.8444 | 4.8779 | 4.8524 | 4.9187 | 4.9299 | 4.9325 | 4.9744 | 5.0316 | 5.0503 | 5.0254 | 5.0697 | 2.0743 | 1.8016 | 1.5361 | 1.2888 | 1.0436 | 0.82099 | 0.60806 | 0.39305 | 0.19145 | 2437.1148 | 2307.2156 | 2156.8294 | 1994.3604 | 1837.3265 | 1697.1041 | 1547.9073 | 1393.2927 | 1256.6928 | 1107.6569 | 1132.7524 | 1163.1251 | 1172.4723 | 1198.7568 | 1233.6438 | 1264.5552 | 1282.7758 | 1311.6021 | 1340.4058 | 1362.9525 | 1383.2324 | 1405.5039 | 1448.947 | 1493.181 | 1534.2089 | 1574.0073 | 1621.3473 | 1673.9494 | 1714.9035 | 1748.8523 | 1783.9024 | 1834.2868 | 1874.1137 | 1911.4958 | 1949.0666 | 1985.3028 | 2043.6825 | 2057.9429 | 2098.9377 | 2163.5055 | 2212.4672 | 2288.5072 | 2345.4222 | 2433.9497 | 2481.9949 | 2559.4952 | 2633.9027 | 2677.7947 | 2774.1054 | 2841.5491 | 2905.6119 | 2994.7521 | 3095.812 | 3175.7026 | 3229.5819 | 3329.714 | 1392.3701 | 1235.9124 | 1076.9304 | 923.4764 | 764.2036 | 614.4244 | 465.0828 | 307.2415 | 152.9445 | 53198.0023 | 50362.5272 | 47079.8557 | 43533.44 | 40105.6614 | 37044.848 | 33788.1392 | 30413.1706 | 27431.4321 | 24178.2348 | 24726.0272 | 25389.0108 | 25593.0438 | 26166.7882 | 26928.3119 | 27603.0535 | 28000.7779 | 28630.0055 | 29258.7402 | 29750.8975 | 30193.5722 | 30679.7197 | 31628.0069 | 32593.5592 | 33489.1283 | 34357.8584 | 35391.2072 | 36539.4206 | 37433.3781 | 38174.4218 | 38939.5041 | 40039.3095 | 40908.6626 | 41724.6476 | 42544.7548 | 43335.727 | 44610.056 | 44921.3356 | 45816.1812 | 47225.5849 | 48294.3332 | 49954.1544 | 51196.5123 | 53128.9131 | 54177.6576 | 55869.354 | 57493.5416 | 58451.6292 | 60553.9238 | 62026.1029 | 63424.484 | 65370.2609 | 67576.2245 | 69320.0962 | 70496.1901 | 72681.8993 | 30393.0322 | 26977.8314 | 23507.5297 | 20157.8924 | 16681.2441 | 13411.8224 | 10151.9524 | 6706.551 | 3338.5146 | [7 empty] | 0 | 0 | 0 | 0 | 0 | 0 | 0 | 0 | 0 | 0 | 0 | 0 | 0 | 0 | 0 | 0 | 0 | 0 | 0 | 0 | 0 | 0 | 0 | 0 | 0 | 0 | 0 | 0 | 0 | 0 | 0 | 0 | 0 | 0 | 0 | 0 | 0 | 0 | 0 | 0 | 0 | 0 | 0 | 0 | 0 | 0 | 0 | 0 | 0 | 0 | 0 | 0 | 0 | 0 | 0 | 0 | 0 | 0 | 0 | [7 empty] | 0 | 0 | 0 | 0 | 0 | 0 | 0 | 0 | 0 | 0 | 0 | 0 | 0 | 0 | 0 | 0 | 0 | 0 | 0 | 0 | 0 | 0 | 0 | 0 | 0 | 0 | 0 | 0 | 0 | 0 | 0 | 0 | 0 | 0 | 0 | 0 | 0 | 0 | 0 | 0 | 0 | 0 | 0 | 0 | 0 | 0 | 0 | 0 | 0 | 0 | 0 | 0 | 0 | 0 | 0 | 0 | 0 | 0 | 0 | [7 empty] | 0 | 0 | 0 | 0 | 0 | 0 | 0 | 0 | 0 | 0 | 0 | 0 | 0 | 0 | 0 | 0 | 0 | 0 | 0 | 0 | 0 | 0 | 0 | 0 | 0 | 0 | 0 | 0 | 0 | 0 | 0 | 0 | 0 | 0 | 0 | 0 | 0 | 0 | 0 | 0 | 0 | 0 | 0 | 0 | 0 | 0 | 0 | 0 | 0 | 0 | 0 | 0 | 0 | 0 | 0 | 0 | 0 | 0 | 0 | [7 empty] | 0 | 0 | 0 | 0 | 0 | 0 | 0 | 0 | 0 | 0 | 0 | 0 | 0 | 0 | 0 | 0 | 0 | 0 | 0 | 0 | 0 | 0 | 0 | 0 | 0 | 0 | 0 | 0 | 0 | 0 | 0 | 0 | 0 | 0 | 0 | 0 | 0 | 0 | 0 | 0 | 0 | 0 | 0 | 0 | 0 | 0 | 0 | 0 | 0 | 0 | 0 | 0 | 0 | 0 | 0 | 0 | 0 | 0 | 0
EL-G40 | White River Jct | 204106 | 204106: RTE 113 L3 P.141 to P192 | 621447 | 618847 | 3PH | OH | Zone 2 | 415 | 125173.7 | 85.29% | 14.71% | 100% | 90% | 80.33% | 421.0556 | 389.6879 | 359.7023 | 331.0379 | 303.6366 | 277.4426 | 252.4028 | 228.4663 | 205.5845 | 183.7109 | 72.6126 | 67.2031 | 62.032 | 57.0887 | 52.3633 | 47.846 | 43.5278 | 39.3999 | 35.4538 | 31.6816 | 8842.168 | 8183.4458 | 7553.7484 | 6951.7969 | 6376.3687 | 5826.2951 | 5300.4591 | 4797.7925 | 4317.2745 | 3857.9293 | 282099.9534 | 261084.1242 | 240994.2993 | 221789.677 | 203431.2531 | 185881.7424 | 169105.5022 | 153068.4607 | 137738.0469 | 123083.1254 | 290942.1214 | 269267.57 | 248548.0477 | 228741.4739 | 209807.6218 | 191708.0375 | 174405.9613 | 157866.2532 | 142055.3215 | 126941.0547 | 11.0221 | 1.8694 | 1.7301 | 1.597 | 1.4697 | 1.3481 | 1.2318 | 1.1206 | 1.0143 | 0.91274 | 0.81563 | 882.3441 | 816.6114 | 753.775 | 693.7073 | 636.2864 | 581.3955 | 528.9233 | 478.7631 | 430.8131 | 384.9758 | 0 | 0 | 0 | 0 | 0 | 0 | 0 | 0 | 0 | 0 | 0 | 0 | 0 | 0 | 0 | 0 | 0 | 0 | 0 | 0 | 453.8692 | 458.3523 | 459.8783 | 456.2165 | 456.9943 | 458.1871 | 456.3287 | 454.5197 | 459.7869 | 462.2715 | 462.5707 | 467.0459 | 465.3002 | 466.359 | 473.5018 | 474.6845 | 470.7768 | 471.2269 | 473.0112 | 470.8746 | 468.5521 | 470.2006 | 471.5773 | 473.419 | 475.5367 | 477.7371 | 481.2511 | 486.9 | 489.4811 | 491.2036 | 491.4431 | 489.9963 | 491.5227 | 492.1733 | 491.4642 | 489.3321 | 487.4502 | 481.8205 | 482.7197 | 486.3205 | 483.9901 | 486.2346 | 489.3254 | 494.6745 | 494.5451 | 499.4293 | 503.7155 | 505.1704 | 510.1892 | 507.7401 | 507.9836 | 511.522 | 519.3342 | 523.4464 | 518.0934 | 518.4468 | 518.7496 | 517.9932 | 517.1287 | 521.1081 | 520.6245 | 521.6067 | 525.1652 | 519.7006 | 516.5555 | 78.2714 | 79.0446 | 79.3077 | 78.6762 | 78.8104 | 79.0161 | 78.6956 | 78.3836 | 79.292 | 79.7204 | 79.772 | 80.5438 | 80.2427 | 80.4253 | 81.6571 | 81.8611 | 81.1872 | 81.2648 | 81.5725 | 81.2041 | 80.8035 | 81.0878 | 81.3253 | 81.6429 | 82.0081 | 82.3875 | 82.9935 | 83.9677 | 84.4128 | 84.7099 | 84.7512 | 84.5017 | 84.7649 | 84.8771 | 84.7548 | 84.3871 | 84.0626 | 83.0917 | 83.2468 | 83.8678 | 83.4659 | 83.853 | 84.386 | 85.3085 | 85.2861 | 86.1284 | 86.8676 | 87.1185 | 87.984 | 87.5617 | 87.6037 | 88.2139 | 89.5611 | 90.2703 | 89.3471 | 89.4081 | 89.4603 | 89.3298 | 89.1808 | 89.867 | 89.7836 | 89.953 | 90.5667 | 89.6243 | 89.0819 | 421.0556 | 393.5371 | 364.4647 | 332.75 | 305.7273 | 280.0821 | 253.7706 | 228.7938 | 208.265 | 187.1119 | 187.233 | 189.0444 | 188.3378 | 188.7664 | 191.6575 | 192.1363 | 190.5546 | 190.7367 | 191.459 | 190.5942 | 189.654 | 190.3213 | 190.8786 | 191.624 | 192.4812 | 193.3718 | 194.7942 | 197.0807 | 198.1254 | 198.8226 | 198.9196 | 198.334 | 198.9518 | 199.2151 | 198.9281 | 198.0651 | 197.3034 | 195.0247 | 195.3886 | 196.8461 | 195.9028 | 196.8114 | 198.0624 | 200.2275 | 200.1751 | 202.1521 | 203.887 | 101.2243 | 88.7191 | 75.4397 | 63.1829 | 51.7897 | 41.0961 | 30.356 | 19.5758 | 9.574 | 0 | 0 | 0 | 0 | 0 | 0 | 0 | 0 | 0 | 72.6126 | 67.8669 | 62.8533 | 57.384 | 52.7238 | 48.3012 | 43.7637 | 39.4563 | 35.9161 | 32.2681 | 32.289 | 32.6014 | 32.4796 | 32.5535 | 33.0521 | 33.1346 | 32.8618 | 32.8933 | 33.0178 | 32.8687 | 32.7065 | 32.8216 | 32.9177 | 33.0463 | 33.1941 | 33.3477 | 33.593 | 33.9873 | 34.1675 | 34.2877 | 34.3044 | 34.2034 | 34.31 | 34.3554 | 34.3059 | 34.1571 | 34.0257 | 33.6327 | 33.6955 | 33.9468 | 33.7842 | 33.9408 | 34.1566 | 34.53 | 34.5209 | 34.8619 | 35.1611 | 17.4565 | 15.2999 | 13.0099 | 10.8961 | 8.9313 | 7.0872 | 5.235 | 3.3759 | 1.6511 | 0 | 0 | 0 | 0 | 0 | 0 | 0 | 0 | 0 | 9858.5544 | 9416.9516 | 8913.1466 | 8316.5765 | 7809.2896 | 7311.6196 | 6770.495 | 6238.4152 | 5803.5971 | 5328.8466 | 5449.6061 | 5623.3801 | 5725.614 | 5864.8921 | 6085.7237 | 6235.1447 | 6319.8599 | 6465.0713 | 6632.3223 | 6747.6161 | 6862.0489 | 7037.688 | 7213.5765 | 7401.0667 | 7597.7257 | 7800.8047 | 8031.0645 | 8304.0889 | 8531.7681 | 8750.1521 | 8947.0142 | 9116.9306 | 9346.5271 | 9564.7953 | 9761.1365 | 9932.6027 | 10112.0817 | 10215.1912 | 10459.4074 | 10769.2517 | 10953.4355 | 11246.3258 | 11566.8045 | 11950.5013 | 12210.2155 | 12602.083 | 12989.8627 | 6590.9873 | 5903.8311 | 5130.5954 | 4391.5507 | 3678.8597 | 2983.4654 | 2252.2479 | 1484.3719 | 741.9325 | 0 | 0 | 0 | 0 | 0 | 0 | 0 | 0 | 0 | 314526.6819 | 300437.8137 | 284364.452 | 265331.5165 | 249147.0691 | 233269.4384 | 216005.4328 | 199029.9952 | 185157.5855 | 170011.1755 | 173863.8812 | 179407.9556 | 182669.6166 | 187113.139 | 194158.5347 | 198925.6534 | 201628.3997 | 206261.2143 | 211597.1818 | 215275.5082 | 218926.3645 | 224529.9412 | 230141.478 | 236123.153 | 242397.3491 | 248876.3664 | 256222.5614 | 264933.1146 | 272196.9769 | 279164.2863 | 285444.9627 | 290865.9644 | 298190.9959 | 305154.6087 | 311418.6667 | 316889.1139 | 322615.1988 | 325904.7967 | 333696.2561 | 343581.5083 | 349457.696 | 358802.05 | 369026.5813 | 381268.0192 | 389553.9226 | 402056.0388 | 414427.739 | 210278.4305 | 188355.4432 | 163686.1832 | 140107.7502 | 117370.1006 | 95184.2876 | 71855.5694 | 47357.3052 | 23670.5653 | 0 | 0 | 0 | 0 | 0 | 0 | 0 | 0 | 0 | [7 empty] | 0 | 0 | 0 | 0 | 0 | 0 | 0 | 0 | 0 | 0 | 0 | 0 | 0 | 0 | 0 | 0 | 0 | 0 | 0 | 0 | 0 | 0 | 0 | 0 | 0 | 0 | 0 | 0 | 0 | 0 | 0 | 0 | 0 | 0 | 0 | 0 | 0 | 0 | 0 | 0 | 0 | 0 | 0 | 0 | 0 | 0 | 0 | 0 | 0 | 0 | 0 | 0 | 0 | 0 | 0 | 0 | 0 | 0 | 0 | [7 empty] | 0 | 0 | 0 | 0 | 0 | 0 | 0 | 0 | 0 | 0 | 0 | 0 | 0 | 0 | 0 | 0 | 0 | 0 | 0 | 0 | 0 | 0 | 0 | 0 | 0 | 0 | 0 | 0 | 0 | 0 | 0 | 0 | 0 | 0 | 0 | 0 | 0 | 0 | 0 | 0 | 0 | 0 | 0 | 0 | 0 | 0 | 0 | 0 | 0 | 0 | 0 | 0 | 0 | 0 | 0 | 0 | 0 | 0 | 0 | [7 empty] | 0 | 0 | 0 | 0 | 0 | 0 | 0 | 0 | 0 | 0 | 0 | 0 | 0 | 0 | 0 | 0 | 0 | 0 | 0 | 0 | 0 | 0 | 0 | 0 | 0 | 0 | 0 | 0 | 0 | 0 | 0 | 0 | 0 | 0 | 0 | 0 | 0 | 0 | 0 | 0 | 0 | 0 | 0 | 0 | 0 | 0 | 0 | 0 | 0 | 0 | 0 | 0 | 0 | 0 | 0 | 0 | 0 | 0 | 0 | [7 empty] | 0 | 0 | 0 | 0 | 0 | 0 | 0 | 0 | 0 | 0 | 0 | 0 | 0 | 0 | 0 | 0 | 0 | 0 | 0 | 0 | 0 | 0 | 0 | 0 | 0 | 0 | 0 | 0 | 0 | 0 | 0 | 0 | 0 | 0 | 0 | 0 | 0 | 0 | 0 | 0 | 0 | 0 | 0 | 0 | 0 | 0 | 0 | 0 | 0 | 0 | 0 | 0 | 0 | 0 | 0 | 0 | 0 | 0 | 0
EL-G40 | White River Jct | 204107 | 204107: Beanville Rd L37 P.X2 P21 | 467089 | 620483 | 3PH | OH | Zone 3 | 279 | 82250.2 | 85.29% | 14.71% | 50% | 90% | 80.33% | 302.6059 | 280.0624 | 258.5123 | 237.9116 | 218.2187 | 199.3935 | 181.3978 | 164.1951 | 147.7503 | 132.0301 | 52.1855 | 48.2978 | 44.5814 | 41.0287 | 37.6326 | 34.3862 | 31.2827 | 28.316 | 25.4801 | 22.7691 | 6354.7238 | 5881.3108 | 5428.7574 | 4996.1445 | 4582.5935 | 4187.2645 | 3809.3546 | 3448.0962 | 3102.7557 | 2772.6317 | 202740.6951 | 187636.957 | 173198.7233 | 159396.6703 | 146202.7667 | 133590.2158 | 121533.4021 | 110007.8385 | 98990.1169 | 88457.8608 | 209095.4189 | 193518.2677 | 178627.4806 | 164392.8148 | 150785.3602 | 137777.4803 | 125342.7567 | 113455.9347 | 102092.8727 | 91230.4924 | 13.0078 | 3.9609 | 3.6658 | 3.3838 | 3.1141 | 2.8563 | 2.6099 | 2.3744 | 2.1492 | 1.934 | 1.7282 | 1869.5572 | 1730.2793 | 1597.1382 | 1469.8637 | 1348.1972 | 1231.8915 | 1120.7106 | 1014.4285 | 912.8295 | 815.7071 | 0 | 0 | 0 | 0 | 0 | 0 | 0 | 0 | 0 | 0 | 0 | 0 | 0 | 0 | 0 | 0 | 0 | 0 | 0 | 0 | 326.1885 | 329.4104 | 330.5072 | 327.8755 | 328.4344 | 329.2917 | 327.9561 | 326.656 | 330.4415 | 332.2271 | 332.4421 | 335.6584 | 334.4038 | 335.1647 | 340.2981 | 341.1481 | 338.3397 | 338.6632 | 339.9456 | 338.41 | 336.7408 | 337.9256 | 338.915 | 340.2386 | 341.7606 | 343.342 | 345.8674 | 349.9272 | 351.7822 | 353.0201 | 353.1922 | 352.1525 | 353.2494 | 353.717 | 353.2074 | 351.6751 | 350.3226 | 346.2767 | 346.9229 | 349.5107 | 347.8359 | 349.449 | 351.6703 | 355.5146 | 355.4216 | 358.9318 | 362.0122 | 363.0578 | 366.6648 | 364.9047 | 365.0797 | 367.6227 | 373.2371 | 376.1925 | 372.3454 | 372.5994 | 372.817 | 372.2734 | 371.6521 | 374.512 | 374.1644 | 374.8703 | 377.4277 | 373.5005 | 371.2401 | 56.2524 | 56.8081 | 56.9972 | 56.5433 | 56.6397 | 56.7876 | 56.5572 | 56.333 | 56.9859 | 57.2938 | 57.3309 | 57.8855 | 57.6692 | 57.8004 | 58.6857 | 58.8323 | 58.3479 | 58.4037 | 58.6249 | 58.3601 | 58.0722 | 58.2765 | 58.4471 | 58.6754 | 58.9379 | 59.2106 | 59.6461 | 60.3462 | 60.6661 | 60.8796 | 60.9093 | 60.73 | 60.9192 | 60.9998 | 60.9119 | 60.6477 | 60.4144 | 59.7167 | 59.8281 | 60.2744 | 59.9856 | 60.2638 | 60.6468 | 61.3098 | 61.2938 | 61.8991 | 62.4303 | 62.6107 | 63.2327 | 62.9292 | 62.9593 | 63.3979 | 64.3661 | 64.8758 | 64.2123 | 64.2561 | 64.2937 | 64.1999 | 64.0928 | 64.586 | 64.526 | 64.6478 | 65.0888 | 64.4115 | 64.0217 | 302.6059 | 282.8288 | 261.9349 | 239.1421 | 219.7213 | 201.2905 | 182.3808 | 164.4304 | 149.6767 | 134.4743 | 134.5613 | 135.8632 | 135.3554 | 135.6633 | 137.7412 | 138.0852 | 136.9485 | 137.0794 | 137.5985 | 136.9769 | 136.3013 | 136.7809 | 137.1814 | 137.7171 | 138.3331 | 138.9732 | 139.9955 | 141.6387 | 142.3895 | 142.8906 | 142.9603 | 142.5394 | 142.9834 | 143.1727 | 142.9664 | 142.3462 | 141.7988 | 140.1611 | 140.4227 | 141.4701 | 140.7922 | 141.4452 | 142.3442 | 143.9003 | 143.8626 | 145.2835 | 146.5303 | 72.7482 | 63.761 | 54.2173 | 45.4085 | 37.2205 | 29.5351 | 21.8164 | 14.0688 | 6.8806 | 0 | 0 | 0 | 0 | 0 | 0 | 0 | 0 | 0 | 52.1855 | 48.7749 | 45.1716 | 41.2409 | 37.8917 | 34.7133 | 31.4522 | 28.3566 | 25.8123 | 23.1906 | 23.2056 | 23.4301 | 23.3425 | 23.3956 | 23.754 | 23.8133 | 23.6173 | 23.6399 | 23.7294 | 23.6222 | 23.5057 | 23.5884 | 23.6574 | 23.7498 | 23.8561 | 23.9664 | 24.1427 | 24.4261 | 24.5556 | 24.642 | 24.654 | 24.5815 | 24.658 | 24.6907 | 24.6551 | 24.5481 | 24.4537 | 24.1713 | 24.2164 | 24.397 | 24.2801 | 24.3927 | 24.5478 | 24.8161 | 24.8096 | 25.0547 | 25.2697 | 12.5457 | 10.9958 | 9.35 | 7.8309 | 6.4188 | 5.0934 | 3.7623 | 2.4262 | 1.1866 | 0 | 0 | 0 | 0 | 0 | 0 | 0 | 0 | 0 | 7085.1844 | 6767.8115 | 6405.735 | 5976.9896 | 5612.4107 | 5254.7433 | 4865.8457 | 4483.4486 | 4170.9518 | 3829.7562 | 3916.5442 | 4041.4328 | 4114.9066 | 4215.0036 | 4373.7117 | 4481.0981 | 4541.9815 | 4646.3426 | 4766.5433 | 4849.4031 | 4931.6441 | 5057.8731 | 5184.2813 | 5319.0275 | 5460.3632 | 5606.3127 | 5771.7968 | 5968.015 | 6131.6444 | 6288.5935 | 6430.0751 | 6552.1913 | 6717.1986 | 6874.0644 | 7015.1717 | 7138.4017 | 7267.3903 | 7341.4934 | 7517.0077 | 7739.6878 | 7872.0578 | 8082.5533 | 8312.8762 | 8588.6329 | 8775.2853 | 9056.9142 | 9335.6052 | 4736.8364 | 4242.9883 | 3687.2763 | 3156.1368 | 2643.9372 | 2144.1686 | 1618.6543 | 1066.7942 | 533.2149 | 0 | 0 | 0 | 0 | 0 | 0 | 0 | 0 | 0 | 226045.2629 | 215919.8201 | 204368.1538 | 190689.4894 | 179057.9877 | 167646.9901 | 155239.6272 | 143039.6534 | 133069.7759 | 122184.2949 | 124953.1725 | 128937.6094 | 131281.7127 | 134475.2007 | 139538.6132 | 142964.6647 | 144907.0849 | 148236.6142 | 152071.4881 | 154715.0421 | 157338.8538 | 161366.0541 | 165398.9753 | 169697.9088 | 174207.0726 | 178863.438 | 184143.03 | 190403.1644 | 195623.5853 | 200630.8784 | 205144.6994 | 209040.6861 | 214305.0683 | 219309.7047 | 223811.5824 | 227743.1047 | 231858.3498 | 234222.5308 | 239822.1273 | 246926.4989 | 251149.6203 | 257865.2571 | 265213.4632 | 274011.1876 | 279966.1329 | 288951.2026 | 297842.5443 | 151123.7228 | 135368.0248 | 117638.6248 | 100693.1845 | 84352.0018 | 68407.4152 | 51641.441 | 34034.9328 | 17011.6542 | 0 | 0 | 0 | 0 | 0 | 0 | 0 | 0 | 0 | [7 empty] | 0 | 0 | 0 | 0 | 0 | 0 | 0 | 0 | 0 | 0 | 0 | 0 | 0 | 0 | 0 | 0 | 0 | 0 | 0 | 0 | 0 | 0 | 0 | 0 | 0 | 0 | 0 | 0 | 0 | 0 | 0 | 0 | 0 | 0 | 0 | 0 | 0 | 0 | 0 | 0 | 0 | 0 | 0 | 0 | 0 | 0 | 0 | 0 | 0 | 0 | 0 | 0 | 0 | 0 | 0 | 0 | 0 | 0 | 0 | [7 empty] | 0 | 0 | 0 | 0 | 0 | 0 | 0 | 0 | 0 | 0 | 0 | 0 | 0 | 0 | 0 | 0 | 0 | 0 | 0 | 0 | 0 | 0 | 0 | 0 | 0 | 0 | 0 | 0 | 0 | 0 | 0 | 0 | 0 | 0 | 0 | 0 | 0 | 0 | 0 | 0 | 0 | 0 | 0 | 0 | 0 | 0 | 0 | 0 | 0 | 0 | 0 | 0 | 0 | 0 | 0 | 0 | 0 | 0 | 0 | [7 empty] | 0 | 0 | 0 | 0 | 0 | 0 | 0 | 0 | 0 | 0 | 0 | 0 | 0 | 0 | 0 | 0 | 0 | 0 | 0 | 0 | 0 | 0 | 0 | 0 | 0 | 0 | 0 | 0 | 0 | 0 | 0 | 0 | 0 | 0 | 0 | 0 | 0 | 0 | 0 | 0 | 0 | 0 | 0 | 0 | 0 | 0 | 0 | 0 | 0 | 0 | 0 | 0 | 0 | 0 | 0 | 0 | 0 | 0 | 0 | [7 empty] | 0 | 0 | 0 | 0 | 0 | 0 | 0 | 0 | 0 | 0 | 0 | 0 | 0 | 0 | 0 | 0 | 0 | 0 | 0 | 0 | 0 | 0 | 0 | 0 | 0 | 0 | 0 | 0 | 0 | 0 | 0 | 0 | 0 | 0 | 0 | 0 | 0 | 0 | 0 | 0 | 0 | 0 | 0 | 0 | 0 | 0 | 0 | 0 | 0 | 0 | 0 | 0 | 0 | 0 | 0 | 0 | 0 | 0 | 0
EL-G40 | White River Jct | 204108 | 204108: S.Vershire Rd L37 21 - 53 | 620828 | 620116 | 1PH | UG | Zone 3 | 146 | 115976.6 | 85.29% | 14.71% | 50% | 98% | 83.36% | 156.7493 | 143.4194 | 130.6769 | 118.4958 | 106.8514 | 95.7202 | 85.0794 | 74.9074 | 65.1837 | 55.8884 | 27.032 | 24.7332 | 22.5357 | 20.435 | 18.4269 | 16.5073 | 14.6723 | 12.9181 | 11.2412 | 9.6382 | 3291.7354 | 3011.8077 | 2744.2143 | 2488.4117 | 2243.8803 | 2010.1235 | 1786.6665 | 1573.0555 | 1368.8568 | 1173.6554 | 105019.3121 | 96088.5186 | 87551.2359 | 79390.1248 | 71588.6105 | 64130.8484 | 57001.6919 | 50186.6619 | 43671.9173 | 37444.227 | 108311.0475 | 99100.3264 | 90295.4502 | 81878.5365 | 73832.4908 | 66140.9718 | 58788.3584 | 51759.7174 | 45040.7741 | 38617.8824 | 13.0078 | 2.0518 | 1.8773 | 1.7105 | 1.551 | 1.3986 | 1.2529 | 1.1136 | 0.98049 | 0.85321 | 0.73154 | 968.4272 | 886.0726 | 807.3468 | 732.0897 | 660.1487 | 591.3775 | 525.6366 | 462.7923 | 402.7171 | 345.289 | 0 | 0 | 0 | 0 | 0 | 0 | 0 | 0 | 0 | 0 | 0 | 0 | 0 | 0 | 0 | 0 | 0 | 0 | 0 | 0 | 170.6936 | 172.3797 | 172.9536 | 171.5764 | 171.8689 | 172.3175 | 171.6186 | 170.9383 | 172.9192 | 173.8536 | 173.9661 | 175.6492 | 174.9927 | 175.3908 | 178.0772 | 178.5219 | 177.0523 | 177.2216 | 177.8927 | 177.0891 | 176.2156 | 176.8356 | 177.3534 | 178.046 | 178.8425 | 179.67 | 180.9916 | 183.116 | 184.0867 | 184.7346 | 184.8246 | 184.2805 | 184.8545 | 185.0992 | 184.8325 | 184.0307 | 183.323 | 181.2057 | 181.5439 | 182.8981 | 182.0216 | 182.8658 | 184.0282 | 186.0399 | 185.9912 | 187.8281 | 189.4401 | 189.9872 | 191.8748 | 190.9537 | 191.0453 | 192.376 | 195.3141 | 196.8606 | 194.8474 | 194.9803 | 195.0942 | 194.8097 | 194.4846 | 195.9812 | 195.7993 | 196.1687 | 197.507 | 195.4519 | 194.269 | 29.4367 | 29.7275 | 29.8265 | 29.589 | 29.6394 | 29.7168 | 29.5963 | 29.4789 | 29.8206 | 29.9817 | 30.0011 | 30.2914 | 30.1781 | 30.2468 | 30.7101 | 30.7868 | 30.5333 | 30.5625 | 30.6782 | 30.5397 | 30.389 | 30.496 | 30.5852 | 30.7047 | 30.842 | 30.9848 | 31.2127 | 31.579 | 31.7464 | 31.8582 | 31.8737 | 31.7799 | 31.8789 | 31.921 | 31.8751 | 31.7368 | 31.6147 | 31.2496 | 31.3079 | 31.5414 | 31.3903 | 31.5359 | 31.7363 | 32.0833 | 32.0749 | 32.3916 | 32.6696 | 32.764 | 33.0895 | 32.9307 | 32.9465 | 33.176 | 33.6826 | 33.9493 | 33.6022 | 33.6251 | 33.6447 | 33.5957 | 33.5396 | 33.7977 | 33.7663 | 33.83 | 34.0608 | 33.7064 | 33.5024 | 156.7493 | 144.8361 | 132.407 | 119.1086 | 107.5872 | 96.6308 | 85.5404 | 75.0148 | 66.0336 | 56.923 | 56.9598 | 57.5109 | 57.2959 | 57.4263 | 58.3059 | 58.4515 | 57.9703 | 58.0257 | 58.2455 | 57.9824 | 57.6964 | 57.8994 | 58.0689 | 58.2957 | 58.5564 | 58.8274 | 59.2601 | 59.9557 | 60.2735 | 60.4856 | 60.5151 | 60.337 | 60.5249 | 60.605 | 60.5177 | 60.2552 | 60.0234 | 59.3302 | 59.4409 | 59.8843 | 59.5974 | 59.8738 | 60.2543 | 60.913 | 60.8971 | 61.4985 | 62.0263 | 62.2055 | 62.8235 | 62.5219 | 62.5519 | 62.9876 | 63.9496 | 64.4559 | 63.7968 | 63.8403 | 25.8352 | 22.3881 | 19.0969 | 16.1096 | 13.1012 | 10.259 | 7.5696 | 4.8806 | 2.3709 | 27.032 | 24.9775 | 22.8341 | 20.5407 | 18.5538 | 16.6643 | 14.7518 | 12.9366 | 11.3877 | 9.8166 | 9.8229 | 9.918 | 9.8809 | 9.9034 | 10.0551 | 10.0802 | 9.9972 | 10.0068 | 10.0446 | 9.9993 | 9.95 | 9.985 | 10.0142 | 10.0533 | 10.0983 | 10.145 | 10.2196 | 10.3396 | 10.3944 | 10.431 | 10.4361 | 10.4053 | 10.4377 | 10.4516 | 10.4365 | 10.3912 | 10.3513 | 10.2317 | 10.2508 | 10.3273 | 10.2778 | 10.3255 | 10.3911 | 10.5047 | 10.5019 | 10.6056 | 10.6967 | 10.7276 | 10.8341 | 10.7821 | 10.7873 | 10.8624 | 11.0283 | 11.1157 | 11.002 | 11.0095 | 4.4554 | 3.8609 | 3.2933 | 2.7782 | 2.2593 | 1.7692 | 1.3054 | 0.84168 | 0.40887 | 3670.1126 | 3465.783 | 3238.0725 | 2976.9377 | 2748.1333 | 2522.5736 | 2282.1828 | 2045.3935 | 1840.1177 | 1621.1364 | 1657.8738 | 1710.7392 | 1741.8406 | 1784.2117 | 1851.3929 | 1896.8496 | 1922.6215 | 1966.7976 | 2017.6786 | 2052.7531 | 2087.5658 | 2140.9985 | 2194.5071 | 2251.5452 | 2311.3726 | 2373.1531 | 2443.2025 | 2526.2617 | 2595.5261 | 2661.9626 | 2721.8518 | 2773.5436 | 2843.3913 | 2909.7926 | 2969.5233 | 3021.6866 | 3076.2875 | 3107.6554 | 3181.9506 | 3276.2111 | 3332.2433 | 3421.3461 | 3518.8419 | 3635.5697 | 3714.5797 | 3833.7933 | 3951.7632 | 4050.3669 | 4180.6005 | 4252.0639 | 4347.6934 | 4474.2932 | 4642.5641 | 4782.2703 | 4837.498 | 4947.2956 | 2046.1383 | 1812.1381 | 1579.7543 | 1361.9483 | 1131.9781 | 905.9033 | 683.1317 | 450.1451 | 223.4816 | 117091.0359 | 110572.1175 | 103307.2536 | 94976.0264 | 87676.2652 | 80480.0234 | 72810.6121 | 65256.1019 | 58706.9945 | 51720.6321 | 52892.6984 | 54579.3112 | 55571.5705 | 56923.3745 | 59066.7178 | 60516.966 | 61339.1928 | 62748.5831 | 64371.8859 | 65490.9027 | 66601.5626 | 68306.2772 | 70013.4134 | 71833.1526 | 73741.8824 | 75712.9226 | 77947.7748 | 80597.6907 | 82807.4957 | 84927.0837 | 86837.7849 | 88486.9567 | 90715.3706 | 92833.834 | 94739.4795 | 96403.6935 | 98145.6775 | 99146.4357 | 101516.7458 | 104524.0274 | 106311.6755 | 109154.4056 | 112264.9024 | 115988.9806 | 118509.71 | 122313.0914 | 126076.7978 | 129222.6438 | 133377.6088 | 135657.5721 | 138708.5275 | 142747.5612 | 148116.0651 | 152573.2414 | 154335.223 | 157838.198 | 65279.8643 | 57814.3357 | 50400.3779 | 43451.5108 | 36114.5571 | 28901.8793 | 21794.5894 | 14361.3999 | 7129.9422 | [7 empty] | 0 | 0 | 0 | 0 | 0 | 0 | 0 | 0 | 0 | 0 | 0 | 0 | 0 | 0 | 0 | 0 | 0 | 0 | 0 | 0 | 0 | 0 | 0 | 0 | 0 | 0 | 0 | 0 | 0 | 0 | 0 | 0 | 0 | 0 | 0 | 0 | 0 | 0 | 0 | 0 | 0 | 0 | 0 | 0 | 0 | 0 | 0 | 0 | 0 | 0 | 0 | 0 | 0 | 0 | 0 | 0 | 0 | 0 | 0 | [7 empty] | 0 | 0 | 0 | 0 | 0 | 0 | 0 | 0 | 0 | 0 | 0 | 0 | 0 | 0 | 0 | 0 | 0 | 0 | 0 | 0 | 0 | 0 | 0 | 0 | 0 | 0 | 0 | 0 | 0 | 0 | 0 | 0 | 0 | 0 | 0 | 0 | 0 | 0 | 0 | 0 | 0 | 0 | 0 | 0 | 0 | 0 | 0 | 0 | 0 | 0 | 0 | 0 | 0 | 0 | 0 | 0 | 0 | 0 | 0 | [7 empty] | 0 | 0 | 0 | 0 | 0 | 0 | 0 | 0 | 0 | 0 | 0 | 0 | 0 | 0 | 0 | 0 | 0 | 0 | 0 | 0 | 0 | 0 | 0 | 0 | 0 | 0 | 0 | 0 | 0 | 0 | 0 | 0 | 0 | 0 | 0 | 0 | 0 | 0 | 0 | 0 | 0 | 0 | 0 | 0 | 0 | 0 | 0 | 0 | 0 | 0 | 0 | 0 | 0 | 0 | 0 | 0 | 0 | 0 | 0 | [7 empty] | 0 | 0 | 0 | 0 | 0 | 0 | 0 | 0 | 0 | 0 | 0 | 0 | 0 | 0 | 0 | 0 | 0 | 0 | 0 | 0 | 0 | 0 | 0 | 0 | 0 | 0 | 0 | 0 | 0 | 0 | 0 | 0 | 0 | 0 | 0 | 0 | 0 | 0 | 0 | 0 | 0 | 0 | 0 | 0 | 0 | 0 | 0 | 0 | 0 | 0 | 0 | 0 | 0 | 0 | 0 | 0 | 0 | 0 | 0
DM-G6 | Brattleboro | 204888 | 204888: Rt 30-Main Line feeder | Sub | 0 | 3PH | OH | Zone 1 | 1511 | 376214.4 | 89.45% | 10.55% | 100% | 90% | 80.33% | 5560.7991 | 5146.5317 | 4750.5179 | 4371.9533 | 4010.0692 | 3664.1304 | 3333.4345 | 3017.3098 | 2715.1142 | 2426.2341 | 656.1223 | 607.2426 | 560.5167 | 515.8496 | 473.1507 | 432.3331 | 393.3141 | 356.0144 | 320.3581 | 286.2729 | 116776.7804 | 108077.1658 | 99760.8756 | 91811.0198 | 84211.4523 | 76946.7387 | 70002.1246 | 63363.5057 | 57017.3992 | 50950.9163 | 2549035.2117 | 2359137.6666 | 2177607.431 | 2004075.8227 | 1838190.4042 | 1679614.2673 | 1528025.3488 | 1383115.7763 | 1244591.2428 | 1112170.4094 | 2665811.992 | 2467214.8324 | 2277368.3067 | 2095886.8424 | 1922401.8564 | 1756561.006 | 1598027.4734 | 1446479.282 | 1301608.642 | 1163121.3257 | 25.5222 | 23.677 | 21.9132 | 20.227 | 18.6151 | 17.0743 | 15.6013 | 14.1933 | 12.8473 | 11.5605 | 10.3305 | 11175.5667 | 10343.0115 | 9547.1404 | 8786.3373 | 8059.0568 | 7363.8219 | 6699.2206 | 6063.9032 | 5456.5792 | 4876.0153 | 1563.6776 | 3058.4561 | 4487.3713 | 5853.3253 | 7159.0923 | 8407.3243 | 9600.5564 | 10741.2121 | 11831.6079 | 12873.9585 | 34132.3783 | 66760.8079 | 97951.5561 | 127767.9703 | 156270.6068 | 183517.3535 | 209563.5478 | 234462.0886 | 258263.5442 | 281016.2546 | 5994.1613 | 6068.5844 | 6092.1884 | 6078.6353 | 6076.5971 | 6130.6797 | 6155.643 | 6157.7123 | 6245.1278 | 6281.7975 | 6285.8323 | 6315.4359 | 6229.1472 | 6231.6948 | 6275.0038 | 6293.7733 | 6247.0239 | 6249.9078 | 6249.6674 | 6217.9962 | 6174.6733 | 6139.0332 | 6192.55 | 6244.2256 | 6277.6883 | 6301.894 | 6351.6929 | 6416.5986 | 6432.0786 | 6418.2096 | 6405.9117 | 6445.0488 | 6443.2357 | 6430.2894 | 6415.5364 | 6394.1399 | 6440.4754 | 6345.8079 | 6332.8945 | 6387.1897 | 6391.1314 | 6468.4807 | 6486.6454 | 6586.5776 | 6572.01 | 6631.3316 | 6677.2134 | 6642.3525 | 6733.1253 | 6748.3563 | 6751.9553 | 6809.2917 | 6887.5497 | 6913.1994 | 6879.1484 | 6939.7592 | 7020.6712 | 7026.2177 | 7011.29 | 7027.3915 | 6990.3156 | 7036.0826 | 7110.8717 | 7054.7519 | 7030.8901 | 707.255 | 716.0362 | 718.8213 | 717.2222 | 716.9817 | 723.3629 | 726.3083 | 726.5525 | 736.8667 | 741.1934 | 741.6695 | 745.1624 | 734.9812 | 735.2817 | 740.3918 | 742.6064 | 737.0904 | 737.4307 | 737.4023 | 733.6654 | 728.5537 | 724.3485 | 730.663 | 736.7603 | 740.7085 | 743.5646 | 749.4404 | 757.0987 | 758.9252 | 757.2887 | 755.8377 | 760.4555 | 760.2416 | 758.7141 | 756.9733 | 754.4488 | 759.9159 | 748.746 | 747.2224 | 753.6287 | 754.0938 | 763.2203 | 765.3635 | 777.1546 | 775.4358 | 782.4351 | 787.8488 | 783.7355 | 794.4459 | 796.243 | 796.6676 | 803.4328 | 812.6665 | 815.6929 | 811.6752 | 818.8267 | 828.3736 | 829.028 | 827.2667 | 829.1665 | 824.7919 | 830.192 | 839.0164 | 832.3948 | 829.5793 | 5560.7991 | 5210.4306 | 4828.2067 | 4433.566 | 4065.2183 | 3747.5818 | 3423.2367 | 3099.6372 | 2828.792 | 2542.6595 | 2544.2927 | 2556.2752 | 2521.3485 | 2522.3796 | 2539.9096 | 2547.5069 | 2528.5843 | 2529.7516 | 2529.6543 | 2516.8349 | 2499.2993 | 2484.8733 | 2506.5351 | 2527.4517 | 2540.9962 | 2550.7939 | 2570.9508 | 2597.2225 | 2603.4882 | 2597.8745 | 2592.8967 | 2608.7381 | 2608.0043 | 2602.764 | 2596.7925 | 2588.1319 | 2606.887 | 2568.5688 | 2563.3418 | 2585.3187 | 2586.9142 | 2618.2226 | 2625.575 | 2666.0242 | 2660.1277 | 2684.1391 | 2702.7105 | 1330.9712 | 1170.8535 | 1002.6668 | 839.8064 | 689.416 | 545.0276 | 400.9145 | 259.9245 | 128.1538 | 0 | 0 | 0 | 0 | 0 | 0 | 0 | 0 | 0 | 656.1223 | 614.7821 | 569.6833 | 523.1193 | 479.6578 | 442.1796 | 403.9099 | 365.7282 | 333.771 | 300.0101 | 300.2028 | 301.6166 | 297.4956 | 297.6172 | 299.6856 | 300.582 | 298.3493 | 298.487 | 298.4756 | 296.963 | 294.894 | 293.1918 | 295.7477 | 298.2157 | 299.8138 | 300.9698 | 303.3482 | 306.448 | 307.1873 | 306.5249 | 305.9376 | 307.8067 | 307.7201 | 307.1018 | 306.3972 | 305.3754 | 307.5883 | 303.0671 | 302.4504 | 305.0434 | 305.2317 | 308.9258 | 309.7933 | 314.5659 | 313.8702 | 316.7033 | 318.8946 | 157.0422 | 138.1498 | 118.3053 | 99.0893 | 81.3446 | 64.3082 | 47.3042 | 30.6687 | 15.121 | 0 | 0 | 0 | 0 | 0 | 0 | 0 | 0 | 0 | 130199.9976 | 124680.429 | 118075.9418 | 110810.1739 | 103839.1755 | 97831.6489 | 91330.5501 | 84516.3845 | 78828.2616 | 72413.5843 | 74054.2173 | 76039.8469 | 76650.9239 | 78369.2828 | 80650.039 | 82670.8837 | 83862.0646 | 85746.5954 | 87629.6498 | 89103.6561 | 90429.4629 | 91885.4698 | 94725.581 | 97617.401 | 100299.6219 | 102901.4604 | 105996.3305 | 109435.2186 | 112112.6129 | 114332.0318 | 116623.4459 | 119917.3528 | 122521.0569 | 124964.9245 | 127421.1376 | 129790.0919 | 133606.6951 | 134538.9747 | 137219.0288 | 141440.1795 | 144641.0705 | 149612.2193 | 153333.0695 | 159120.5916 | 162261.5714 | 167328.1862 | 172192.6127 | 86663.1622 | 77914.6896 | 68190.5642 | 58371.0825 | 48972.3342 | 39567.5198 | 29745.62 | 19709.2174 | 9931.2654 | 0 | 0 | 0 | 0 | 0 | 0 | 0 | 0 | 0 | 2842040.8354 | 2721558.1963 | 2577393.6591 | 2418794.5094 | 2266629.666 | 2135495.7474 | 1993588.0011 | 1844846.5471 | 1720684.6596 | 1580663.3435 | 1616475.5253 | 1659818.3866 | 1673157.141 | 1710665.9457 | 1760450.9096 | 1804562.4563 | 1830563.8751 | 1871699.9245 | 1912803.7458 | 1944978.7558 | 1973918.8245 | 2005700.9394 | 2067695.6544 | 2130819.0862 | 2189367.3317 | 2246160.9657 | 2313716.6294 | 2388781.6111 | 2447224.4996 | 2495670.5768 | 2545688.1858 | 2617588.4768 | 2674422.8364 | 2727768.24 | 2781383.1273 | 2833093.3017 | 2916403.1524 | 2936753.2036 | 2995254.1504 | 3087394.573 | 3157264.4886 | 3265776.0719 | 3346995.7996 | 3473327.3991 | 3541889.5584 | 3652484.9981 | 3758667.0185 | 1891706.9923 | 1700742.962 | 1488482.1164 | 1274139.8092 | 1068981.3842 | 863690.5458 | 649295.4563 | 430218.1399 | 216782.3535 | 0 | 0 | 0 | 0 | 0 | 0 | 0 | 0 | 0 | [7 empty] | 511.1111 | 571.8369 | 629.887 | 685.3793 | 685.3793 | 685.3793 | 685.3793 | 685.3793 | 685.3793 | 685.3793 | 685.3793 | 685.3793 | 685.3793 | 685.3793 | 685.3793 | 685.3793 | 685.3793 | 685.3793 | 685.3793 | 685.3793 | 685.3793 | 685.3793 | 685.3793 | 685.3793 | 685.3793 | 685.3793 | 685.3793 | 685.3793 | 685.3793 | 685.3793 | 685.3793 | 685.3793 | 685.3793 | 685.3793 | 685.3793 | 685.3793 | 685.3793 | 685.3793 | 685.3793 | 685.3793 | 685.3793 | 602.1328 | 522.5543 | 446.4822 | 373.762 | 304.246 | 237.7931 | 174.2682 | 113.5424 | 55.4923 | 0 | 0 | 0 | 0 | 0 | 0 | 0 | 0 | 0 | [7 empty] | 511.1111 | 571.8369 | 629.887 | 685.3793 | 685.3793 | 685.3793 | 685.3793 | 685.3793 | 685.3793 | 685.3793 | 685.3793 | 685.3793 | 685.3793 | 685.3793 | 685.3793 | 685.3793 | 685.3793 | 685.3793 | 685.3793 | 685.3793 | 685.3793 | 685.3793 | 685.3793 | 685.3793 | 685.3793 | 685.3793 | 685.3793 | 685.3793 | 685.3793 | 685.3793 | 685.3793 | 685.3793 | 685.3793 | 685.3793 | 685.3793 | 685.3793 | 685.3793 | 685.3793 | 685.3793 | 685.3793 | 685.3793 | 602.1328 | 522.5543 | 446.4822 | 373.762 | 304.246 | 237.7931 | 174.2682 | 113.5424 | 55.4923 | 0 | 0 | 0 | 0 | 0 | 0 | 0 | 0 | 0 | [7 empty] | 511.1111 | 571.8369 | 629.887 | 685.3793 | 685.3793 | 685.3793 | 685.3793 | 685.3793 | 685.3793 | 685.3793 | 685.3793 | 685.3793 | 685.3793 | 685.3793 | 685.3793 | 685.3793 | 685.3793 | 685.3793 | 685.3793 | 685.3793 | 685.3793 | 685.3793 | 685.3793 | 685.3793 | 685.3793 | 685.3793 | 685.3793 | 685.3793 | 685.3793 | 685.3793 | 685.3793 | 685.3793 | 685.3793 | 685.3793 | 685.3793 | 685.3793 | 685.3793 | 685.3793 | 685.3793 | 685.3793 | 685.3793 | 602.1328 | 522.5543 | 446.4822 | 373.762 | 304.246 | 237.7931 | 174.2682 | 113.5424 | 55.4923 | 0 | 0 | 0 | 0 | 0 | 0 | 0 | 0 | 0 | [7 empty] | 511.1111 | 571.8369 | 629.887 | 685.3793 | 685.3793 | 685.3793 | 685.3793 | 685.3793 | 685.3793 | 685.3793 | 685.3793 | 685.3793 | 685.3793 | 685.3793 | 685.3793 | 685.3793 | 685.3793 | 685.3793 | 685.3793 | 685.3793 | 685.3793 | 685.3793 | 685.3793 | 685.3793 | 685.3793 | 685.3793 | 685.3793 | 685.3793 | 685.3793 | 685.3793 | 685.3793 | 685.3793 | 685.3793 | 685.3793 | 685.3793 | 685.3793 | 685.3793 | 685.3793 | 685.3793 | 685.3793 | 685.3793 | 602.1328 | 522.5543 | 446.4822 | 373.762 | 304.246 | 237.7931 | 174.2682 | 113.5424 | 55.4923 | 0 | 0 | 0 | 0 | 0 | 0 | 0 | 0 | 0
DM-G6 | Brattleboro | 204889 | 204889: L6-Dover Rd-L61 P1-P121 | 554415 | 0 | 3PH | OH | Zone 2 | 316 | 94053.2 | 89.45% | 10.55% | 100% | 90% | 80.33% | 880.2761 | 814.6975 | 752.0084 | 692.0815 | 634.7951 | 580.0329 | 527.6837 | 477.641 | 429.8034 | 384.0736 | 103.8644 | 96.1267 | 88.73 | 81.6591 | 74.8999 | 68.4385 | 62.2617 | 56.3572 | 50.7128 | 45.3171 | 18485.7987 | 17108.6471 | 15792.1759 | 14533.7114 | 13330.6977 | 12180.6914 | 11081.3569 | 10030.4616 | 9025.8711 | 8065.545 | 403513.0234 | 373452.1862 | 344715.8965 | 317245.7919 | 290986.0814 | 265883.4323 | 241886.8619 | 218947.634 | 197019.1596 | 176056.9028 | 421998.8221 | 390560.8333 | 360508.0725 | 331779.5033 | 304316.779 | 278064.1237 | 252968.2189 | 228978.0956 | 206045.0307 | 184122.4478 | 56.6756 | 29.1486 | 26.9771 | 24.9012 | 22.9169 | 21.02 | 19.2066 | 17.4732 | 15.8161 | 14.2321 | 12.7178 | 13758.1256 | 12733.1754 | 11753.3867 | 10816.7697 | 9921.4222 | 9065.5256 | 8247.3418 | 7465.209 | 6717.5387 | 6002.8124 | 0 | 0 | 0 | 0 | 0 | 0 | 0 | 0 | 0 | 0 | 0 | 0 | 0 | 0 | 0 | 0 | 0 | 0 | 0 | 0 | 948.8775 | 960.6587 | 964.3952 | 962.2498 | 961.9271 | 970.4884 | 974.4401 | 974.7677 | 988.6056 | 994.4104 | 995.0491 | 999.7354 | 986.0758 | 986.4791 | 993.3349 | 996.3062 | 988.9057 | 989.3622 | 989.3242 | 984.3106 | 977.4526 | 971.8108 | 980.2825 | 988.4628 | 993.7599 | 997.5917 | 1005.4748 | 1015.7494 | 1018.1999 | 1016.0045 | 1014.0577 | 1020.2531 | 1019.9661 | 1017.9167 | 1015.5813 | 1012.1942 | 1019.5291 | 1004.5433 | 1002.4991 | 1011.094 | 1011.718 | 1023.9624 | 1026.8379 | 1042.6572 | 1040.3511 | 1049.7417 | 1057.0049 | 1051.4864 | 1065.8557 | 1068.2668 | 1068.8365 | 1077.9129 | 1090.3011 | 1094.3615 | 1088.9712 | 1098.5659 | 1111.3743 | 1112.2523 | 1109.8893 | 1112.4381 | 1106.569 | 1113.8139 | 1125.6531 | 1116.7693 | 1112.992 | 111.9587 | 113.3487 | 113.7896 | 113.5365 | 113.4984 | 114.5086 | 114.9748 | 115.0135 | 116.6462 | 117.3311 | 117.4065 | 117.9594 | 116.3477 | 116.3953 | 117.2042 | 117.5548 | 116.6816 | 116.7355 | 116.731 | 116.1395 | 115.3303 | 114.6646 | 115.6642 | 116.6294 | 117.2544 | 117.7065 | 118.6366 | 119.8489 | 120.1381 | 119.879 | 119.6493 | 120.3803 | 120.3465 | 120.1047 | 119.8291 | 119.4295 | 120.2949 | 118.5267 | 118.2855 | 119.2996 | 119.3733 | 120.818 | 121.1573 | 123.0238 | 122.7517 | 123.8597 | 124.7167 | 124.0656 | 125.761 | 126.0455 | 126.1127 | 127.1836 | 128.6453 | 129.1244 | 128.4884 | 129.6205 | 131.1318 | 131.2354 | 130.9566 | 131.2573 | 130.5648 | 131.4196 | 132.8165 | 131.7683 | 131.3227 | 880.2761 | 824.8127 | 764.3065 | 701.8348 | 643.5253 | 593.2433 | 541.8994 | 490.6735 | 447.7986 | 402.5037 | 402.7623 | 404.6591 | 399.1302 | 399.2934 | 402.0684 | 403.2711 | 400.2756 | 400.4604 | 400.445 | 398.4157 | 395.6398 | 393.3562 | 396.7852 | 400.0963 | 402.2405 | 403.7914 | 406.9823 | 411.1411 | 412.133 | 411.2443 | 410.4563 | 412.964 | 412.8478 | 412.0183 | 411.073 | 409.702 | 412.671 | 406.6052 | 405.7778 | 409.2567 | 409.5093 | 414.4654 | 415.6293 | 422.0324 | 421.099 | 424.9 | 427.8399 | 210.6931 | 185.3465 | 158.7224 | 132.9416 | 109.1348 | 86.278 | 63.4649 | 41.1461 | 20.2868 | 0 | 0 | 0 | 0 | 0 | 0 | 0 | 0 | 0 | 103.8644 | 97.3202 | 90.181 | 82.8099 | 75.93 | 69.9972 | 63.9391 | 57.8949 | 52.836 | 47.4917 | 47.5222 | 47.746 | 47.0936 | 47.1129 | 47.4403 | 47.5822 | 47.2288 | 47.2506 | 47.2488 | 47.0093 | 46.6818 | 46.4124 | 46.817 | 47.2076 | 47.4606 | 47.6436 | 48.0201 | 48.5108 | 48.6278 | 48.523 | 48.43 | 48.7259 | 48.7122 | 48.6143 | 48.5028 | 48.341 | 48.6913 | 47.9756 | 47.878 | 48.2885 | 48.3183 | 48.903 | 49.0404 | 49.7959 | 49.6857 | 50.1342 | 50.4811 | 24.8598 | 21.8692 | 18.7278 | 15.6859 | 12.8769 | 10.18 | 7.4883 | 4.8549 | 2.3937 | 0 | 0 | 0 | 0 | 0 | 0 | 0 | 0 | 0 | 20610.6979 | 19736.9486 | 18691.4563 | 17541.2831 | 16437.772 | 15486.7788 | 14457.6529 | 13378.9685 | 12478.537 | 11463.0917 | 11722.8044 | 12037.1301 | 12133.8638 | 12405.8805 | 12766.9249 | 13086.8252 | 13275.3895 | 13573.7113 | 13871.7993 | 14105.135 | 14315.0106 | 14545.4969 | 14995.0873 | 15452.8633 | 15877.4596 | 16289.3314 | 16779.2503 | 17323.6273 | 17747.4596 | 18098.7942 | 18461.5258 | 18982.9522 | 19395.1193 | 19781.9843 | 20170.8036 | 20545.8097 | 21149.9791 | 21297.5592 | 21721.8126 | 22390.022 | 22896.724 | 23683.6583 | 24272.67 | 25188.8364 | 25686.0545 | 26488.1011 | 27258.1412 | 13718.8041 | 12333.9183 | 10794.5864 | 9240.1595 | 7752.3349 | 6263.55 | 4708.7404 | 3119.9749 | 1572.1222 | 0 | 0 | 0 | 0 | 0 | 0 | 0 | 0 | 0 | 449895.8998 | 430823.4626 | 408002.174 | 382895.882 | 358808.1425 | 338049.6046 | 315585.5667 | 292039.7508 | 272384.8875 | 250219.472 | 255888.5509 | 262749.7386 | 264861.2673 | 270798.9221 | 278679.8966 | 285662.7674 | 289778.7996 | 296290.6483 | 302797.3953 | 307890.7088 | 312471.9302 | 317503.0484 | 327316.83 | 337309.2878 | 346577.4923 | 355567.9412 | 366262.0227 | 378144.8313 | 387396.3578 | 395065.386 | 402983.1882 | 414365.0254 | 423361.9213 | 431806.5143 | 440293.7668 | 448479.5026 | 461667.4764 | 464888.8955 | 474149.6126 | 488735.4686 | 499795.8968 | 516973.3123 | 529830.4191 | 549828.7484 | 560682.1584 | 578189.449 | 594998.0941 | 299457.773 | 269228.1109 | 235627.1566 | 201696.7064 | 169220.0674 | 136722.4673 | 102783.6616 | 68103.658 | 34316.7103 | 0 | 0 | 0 | 0 | 0 | 0 | 0 | 0 | 0 | [7 empty] | 0 | 0 | 0 | 0 | 0 | 0 | 0 | 0 | 0 | 0 | 0 | 0 | 0 | 0 | 0 | 0 | 0 | 0 | 0 | 0 | 0 | 0 | 0 | 0 | 0 | 0 | 0 | 0 | 0 | 0 | 0 | 0 | 0 | 0 | 0 | 0 | 0 | 0 | 0 | 0 | 0 | 0 | 0 | 0 | 0 | 0 | 0 | 0 | 0 | 0 | 0 | 0 | 0 | 0 | 0 | 0 | 0 | 0 | 0 | [7 empty] | 0 | 0 | 0 | 0 | 0 | 0 | 0 | 0 | 0 | 0 | 0 | 0 | 0 | 0 | 0 | 0 | 0 | 0 | 0 | 0 | 0 | 0 | 0 | 0 | 0 | 0 | 0 | 0 | 0 | 0 | 0 | 0 | 0 | 0 | 0 | 0 | 0 | 0 | 0 | 0 | 0 | 0 | 0 | 0 | 0 | 0 | 0 | 0 | 0 | 0 | 0 | 0 | 0 | 0 | 0 | 0 | 0 | 0 | 0 | [7 empty] | 0 | 0 | 0 | 0 | 0 | 0 | 0 | 0 | 0 | 0 | 0 | 0 | 0 | 0 | 0 | 0 | 0 | 0 | 0 | 0 | 0 | 0 | 0 | 0 | 0 | 0 | 0 | 0 | 0 | 0 | 0 | 0 | 0 | 0 | 0 | 0 | 0 | 0 | 0 | 0 | 0 | 0 | 0 | 0 | 0 | 0 | 0 | 0 | 0 | 0 | 0 | 0 | 0 | 0 | 0 | 0 | 0 | 0 | 0 | [7 empty] | 0 | 0 | 0 | 0 | 0 | 0 | 0 | 0 | 0 | 0 | 0 | 0 | 0 | 0 | 0 | 0 | 0 | 0 | 0 | 0 | 0 | 0 | 0 | 0 | 0 | 0 | 0 | 0 | 0 | 0 | 0 | 0 | 0 | 0 | 0 | 0 | 0 | 0 | 0 | 0 | 0 | 0 | 0 | 0 | 0 | 0 | 0 | 0 | 0 | 0 | 0 | 0 | 0 | 0 | 0 | 0 | 0 | 0 | 0
SB-G91 | Rutland | 204891 | 204891: WO212564 - L8 P298 thru P215 | 531232 | 652334 | 3PH | OH | Zone 2 | 544 | 241866.6 | 79.88% | 20.12% | 100% | 90% | 80.33% | 1798.138 | 1664.1807 | 1536.1258 | 1413.7133 | 1296.6946 | 1184.8319 | 1077.8982 | 975.6762 | 877.9584 | 784.5462 | 452.8504 | 419.114 | 386.8641 | 356.0353 | 326.5648 | 298.3929 | 271.4622 | 245.7183 | 221.1086 | 197.5833 | 37760.8987 | 34947.7944 | 32258.6417 | 29687.9791 | 27230.5857 | 24881.4704 | 22635.8625 | 20489.201 | 18437.1262 | 16475.4704 | 1759323.6426 | 1628257.8812 | 1502967.1698 | 1383197.0466 | 1268704.2622 | 1159256.2854 | 1054630.8306 | 954615.4068 | 859006.8858 | 767611.0894 | 1797084.5413 | 1663205.6756 | 1535225.8115 | 1412885.0257 | 1295934.8479 | 1184137.7558 | 1077266.6931 | 975104.6078 | 877444.012 | 784086.5598 | 11.2996 | 10.4826 | 9.7017 | 8.9552 | 8.2415 | 7.5594 | 6.9072 | 6.2838 | 5.6879 | 5.1182 | 4.5737 | 4947.8045 | 4579.2039 | 4226.8447 | 3890.0112 | 3568.0193 | 3260.2151 | 2965.9734 | 2684.6967 | 2415.8137 | 2158.7783 | 0 | 0 | 0 | 0 | 0 | 0 | 0 | 0 | 0 | 0 | 0 | 0 | 0 | 0 | 0 | 0 | 0 | 0 | 0 | 0 | 1938.2699 | 1965.2593 | 1965.6423 | 1937.2661 | 1940.6297 | 1947.2861 | 1952.3412 | 1950.2219 | 1973.8873 | 2001.406 | 2008.0009 | 2027.1063 | 2012.8448 | 2041.7025 | 2071.6062 | 2076.9204 | 2066.5126 | 2062.8186 | 2059.3526 | 2057.9601 | 2033.7668 | 2031.3433 | 2022.6033 | 2023.2265 | 2025.868 | 2028.7162 | 2048.7187 | 2071.6989 | 2073.2545 | 2081.8419 | 2085.9361 | 2099.8092 | 2094.1001 | 2092.586 | 2094.9375 | 2078.8833 | 2079.1743 | 2045.1384 | 2039.2178 | 2053.2569 | 2048.8174 | 2061.8106 | 2073.8119 | 2102.6127 | 2117.1515 | 2147.5056 | 2170.3072 | 2164.5982 | 2182.1812 | 2185.2826 | 2192.3929 | 2207.7255 | 2227.2339 | 2233.9339 | 2220.4771 | 2215.7269 | 2227.9325 | 2220.2579 | 2219.5285 | 2253.7104 | 2250.7619 | 2268.8447 | 2292.1389 | 2275.7839 | 2262.2831 | 488.1417 | 494.9388 | 495.0353 | 487.8889 | 488.736 | 490.4124 | 491.6855 | 491.1518 | 497.1118 | 504.0422 | 505.7031 | 510.5147 | 506.923 | 514.1906 | 521.7217 | 523.06 | 520.4389 | 519.5086 | 518.6357 | 518.285 | 512.1921 | 511.5817 | 509.3806 | 509.5375 | 510.2028 | 510.9201 | 515.9576 | 521.745 | 522.1368 | 524.2995 | 525.3306 | 528.8244 | 527.3867 | 527.0053 | 527.5975 | 523.5544 | 523.6277 | 515.0559 | 513.5649 | 517.1005 | 515.9825 | 519.2547 | 522.2772 | 529.5305 | 533.192 | 540.8365 | 546.5789 | 545.1412 | 549.5693 | 550.3504 | 552.1411 | 556.0025 | 560.9156 | 562.603 | 559.2139 | 558.0176 | 561.0915 | 559.1587 | 558.975 | 567.5835 | 566.841 | 571.395 | 577.2615 | 573.1426 | 569.7425 | 1798.138 | 1687.3535 | 1557.819 | 1412.9812 | 1298.2733 | 1190.3434 | 1085.7235 | 981.6926 | 894.0916 | 810.1016 | 812.771 | 820.5042 | 814.7316 | 826.4122 | 838.5163 | 840.6673 | 836.4545 | 834.9593 | 833.5564 | 832.9928 | 823.2001 | 822.2192 | 818.6815 | 818.9338 | 820.0029 | 821.1558 | 829.2521 | 838.5538 | 839.1834 | 842.6593 | 844.3165 | 849.9319 | 847.621 | 847.0081 | 847.96 | 841.4618 | 841.5795 | 827.803 | 825.4065 | 831.0891 | 829.2921 | 834.5513 | 839.409 | 851.0666 | 856.9514 | 869.2377 | 878.4671 | 433.7346 | 379.4693 | 324.688 | 272.6892 | 223.5242 | 176.2461 | 129.5517 | 83.8994 | 40.917 | 0 | 0 | 0 | 0 | 0 | 0 | 0 | 0 | 0 | 452.8504 | 424.9499 | 392.3275 | 355.8509 | 326.9624 | 299.7809 | 273.433 | 247.2334 | 225.1717 | 204.0193 | 204.6915 | 206.6391 | 205.1853 | 208.127 | 211.1753 | 211.717 | 210.6561 | 210.2795 | 209.9262 | 209.7843 | 207.318 | 207.071 | 206.1801 | 206.2436 | 206.5129 | 206.8032 | 208.8422 | 211.1848 | 211.3433 | 212.2187 | 212.6361 | 214.0503 | 213.4683 | 213.314 | 213.5537 | 211.9171 | 211.9468 | 208.4773 | 207.8737 | 209.3048 | 208.8523 | 210.1768 | 211.4002 | 214.3361 | 215.8181 | 218.9124 | 221.2367 | 109.2335 | 95.5671 | 81.7707 | 68.6752 | 56.2932 | 44.3865 | 32.6268 | 21.1296 | 10.3047 | 0 | 0 | 0 | 0 | 0 | 0 | 0 | 0 | 0 | 42101.4255 | 40376.6932 | 38097.1575 | 35315.2945 | 33162.2106 | 31074.2391 | 28966.6565 | 26767.3604 | 24915.1196 | 23071.2602 | 23656.5233 | 24407.0015 | 24768.465 | 25676.2831 | 26625.5019 | 27281.0666 | 27741.5318 | 28301.1653 | 28875.1917 | 29490.4927 | 29784.9664 | 30403.9629 | 30939.1566 | 31629.5599 | 32367.6138 | 33126.2096 | 34188.7851 | 35332.8664 | 36137.3039 | 37085.2977 | 37975.7127 | 39069.3017 | 39820.2666 | 40666.8862 | 41608.2619 | 42197.7721 | 43132.1579 | 43359.4642 | 44185.0862 | 45468.0444 | 46367.8678 | 47688.4875 | 49021.3244 | 50795.5718 | 52272.0343 | 54187.9425 | 55968.0872 | 28241.6399 | 25251.8652 | 22081.7701 | 18953.376 | 15877.9324 | 12794.9887 | 9612.0111 | 6361.8145 | 3170.8552 | 0 | 0 | 0 | 0 | 0 | 0 | 0 | 0 | 0 | 1961553.7722 | 1881196.5103 | 1774990.3262 | 1645380.1314 | 1545065.4799 | 1447784.49 | 1349589.7974 | 1247122.066 | 1160824.0378 | 1074916.5104 | 1102184.5939 | 1137150.2329 | 1153991.2325 | 1196287.5218 | 1240512.7144 | 1271056.2276 | 1292509.8313 | 1318583.7965 | 1345328.3484 | 1373995.9256 | 1387715.7933 | 1416555.5518 | 1441490.8422 | 1473657.5259 | 1508044.3023 | 1543388.1539 | 1592894.7682 | 1646198.8294 | 1683678.4957 | 1727846.6136 | 1769332.0747 | 1820283.6385 | 1855271.9558 | 1894716.9374 | 1938576.71 | 1966042.6704 | 2009576.7768 | 2020167.2392 | 2058633.915 | 2118408.4137 | 2160332.2186 | 2221861.4055 | 2283959.8082 | 2366624.0324 | 2435414.1155 | 2524678.4802 | 2607617.4683 | 1315810.4412 | 1176513.4036 | 1028815.0336 | 883059.5589 | 739771.1097 | 596133.218 | 447834.6373 | 296404.2428 | 147733.7849 | 0 | 0 | 0 | 0 | 0 | 0 | 0 | 0 | 0 | [7 empty] | 0 | 0 | 0 | 0 | 0 | 0 | 0 | 0 | 0 | 0 | 0 | 0 | 0 | 0 | 0 | 0 | 0 | 0 | 0 | 0 | 0 | 0 | 0 | 0 | 0 | 0 | 0 | 0 | 0 | 0 | 0 | 0 | 0 | 0 | 0 | 0 | 0 | 0 | 0 | 0 | 0 | 0 | 0 | 0 | 0 | 0 | 0 | 0 | 0 | 0 | 0 | 0 | 0 | 0 | 0 | 0 | 0 | 0 | 0 | [7 empty] | 0 | 0 | 0 | 0 | 0 | 0 | 0 | 0 | 0 | 0 | 0 | 0 | 0 | 0 | 0 | 0 | 0 | 0 | 0 | 0 | 0 | 0 | 0 | 0 | 0 | 0 | 0 | 0 | 0 | 0 | 0 | 0 | 0 | 0 | 0 | 0 | 0 | 0 | 0 | 0 | 0 | 0 | 0 | 0 | 0 | 0 | 0 | 0 | 0 | 0 | 0 | 0 | 0 | 0 | 0 | 0 | 0 | 0 | 0 | [7 empty] | 0 | 0 | 0 | 0 | 0 | 0 | 0 | 0 | 0 | 0 | 0 | 0 | 0 | 0 | 0 | 0 | 0 | 0 | 0 | 0 | 0 | 0 | 0 | 0 | 0 | 0 | 0 | 0 | 0 | 0 | 0 | 0 | 0 | 0 | 0 | 0 | 0 | 0 | 0 | 0 | 0 | 0 | 0 | 0 | 0 | 0 | 0 | 0 | 0 | 0 | 0 | 0 | 0 | 0 | 0 | 0 | 0 | 0 | 0 | [7 empty] | 0 | 0 | 0 | 0 | 0 | 0 | 0 | 0 | 0 | 0 | 0 | 0 | 0 | 0 | 0 | 0 | 0 | 0 | 0 | 0 | 0 | 0 | 0 | 0 | 0 | 0 | 0 | 0 | 0 | 0 | 0 | 0 | 0 | 0 | 0 | 0 | 0 | 0 | 0 | 0 | 0 | 0 | 0 | 0 | 0 | 0 | 0 | 0 | 0 | 0 | 0 | 0 | 0 | 0 | 0 | 0 | 0 | 0 | 0
BV-G44 | Springfield | 204892 | 204892: L4-L43 poles 1 through 36 | 526443 | 0 | 3PH | OH | Zone 1 | 246 | 121491.7 | 85.77% | 14.23% | 100% | 90% | 80.33% | 467.8869 | 433.0303 | 399.7096 | 367.8571 | 337.4081 | 308.3007 | 280.4759 | 253.8771 | 228.4503 | 204.1439 | 77.6376 | 71.8538 | 66.3248 | 61.0394 | 55.987 | 51.1571 | 46.5401 | 42.1265 | 37.9073 | 33.8741 | 9825.6241 | 9093.6366 | 8393.9021 | 7724.9995 | 7085.5702 | 6474.3156 | 5889.9942 | 5331.4193 | 4797.4565 | 4287.0213 | 301622.1305 | 279151.9419 | 257671.8398 | 237138.199 | 217509.3163 | 198745.3259 | 180808.1187 | 163661.265 | 147269.9399 | 131600.8531 | 311447.7546 | 288245.5784 | 266065.7419 | 244863.1985 | 224594.8864 | 205219.6414 | 186698.1129 | 168992.6843 | 152067.3964 | 135887.8744 | 24.3714 | 4.4854 | 4.1513 | 3.8318 | 3.5265 | 3.2346 | 2.9555 | 2.6888 | 2.4338 | 2.19 | 1.957 | 2117.1171 | 1959.3965 | 1808.6255 | 1664.4977 | 1526.7205 | 1395.0141 | 1269.111 | 1148.7555 | 1033.703 | 923.7201 | 0 | 0 | 0 | 0 | 0 | 0 | 0 | 0 | 0 | 0 | 0 | 0 | 0 | 0 | 0 | 0 | 0 | 0 | 0 | 0 | 504.3501 | 511.08 | 512.959 | 506.249 | 507.3107 | 509.013 | 510.1085 | 509.9012 | 517.2839 | 521.0742 | 521.1747 | 526.1401 | 520.3546 | 521.4498 | 526.5024 | 530.9767 | 527.1496 | 527.1158 | 527.3682 | 526.2066 | 521.9541 | 522.2361 | 525.9165 | 528.7634 | 531.0862 | 535.6023 | 537.731 | 544.2489 | 546.1314 | 547.361 | 547.5269 | 552.4319 | 551.0384 | 549.1421 | 548.423 | 547.6957 | 547.7737 | 539.7896 | 541.002 | 542.6572 | 541.3543 | 543.9701 | 545.4608 | 551.9962 | 551.5557 | 558.8898 | 562.9785 | 561.7639 | 568.6937 | 566.8221 | 568.7266 | 575.6076 | 582.8717 | 585.3727 | 583.4982 | 586.314 | 590.6015 | 587.807 | 587.1501 | 590.3597 | 590.1683 | 593.3521 | 598.3823 | 594.2021 | 589.6643 | 83.688 | 84.8048 | 85.1165 | 84.0031 | 84.1793 | 84.4618 | 84.6436 | 84.6092 | 85.8342 | 86.4631 | 86.4798 | 87.3037 | 86.3437 | 86.5255 | 87.3638 | 88.1063 | 87.4712 | 87.4656 | 87.5075 | 87.3148 | 86.6091 | 86.6559 | 87.2666 | 87.739 | 88.1244 | 88.8738 | 89.227 | 90.3086 | 90.6209 | 90.8249 | 90.8525 | 91.6664 | 91.4352 | 91.1205 | 91.0012 | 90.8805 | 90.8934 | 89.5686 | 89.7698 | 90.0444 | 89.8282 | 90.2623 | 90.5096 | 91.5941 | 91.521 | 92.738 | 93.4164 | 93.2149 | 94.3647 | 94.0542 | 94.3702 | 95.512 | 96.7173 | 97.1323 | 96.8213 | 97.2885 | 98 | 97.5363 | 97.4273 | 97.9598 | 97.9281 | 98.4564 | 99.291 | 98.5974 | 97.8444 | 467.8869 | 438.8085 | 406.5324 | 369.2421 | 339.3888 | 311.1511 | 283.6783 | 256.6714 | 234.3088 | 210.9132 | 210.9539 | 212.9637 | 210.622 | 211.0653 | 213.1104 | 214.9214 | 213.3724 | 213.3587 | 213.4608 | 212.9907 | 211.2694 | 211.3835 | 212.8732 | 214.0256 | 214.9657 | 216.7937 | 217.6553 | 220.2936 | 221.0555 | 221.5532 | 221.6204 | 223.6058 | 223.0418 | 222.2742 | 221.9831 | 221.6887 | 221.7203 | 218.4886 | 218.9793 | 219.6493 | 219.1219 | 220.1807 | 220.7841 | 223.4294 | 223.2511 | 226.2197 | 227.8747 | 112.5643 | 98.8927 | 84.2181 | 70.7381 | 58.2782 | 46.124 | 33.9473 | 22.0471 | 10.8272 | 0 | 0 | 0 | 0 | 0 | 0 | 0 | 0 | 0 | 77.6376 | 72.8126 | 67.4569 | 61.2693 | 56.3156 | 51.6301 | 47.0714 | 42.5901 | 38.8794 | 34.9974 | 35.0041 | 35.3376 | 34.949 | 35.0226 | 35.3619 | 35.6624 | 35.4054 | 35.4031 | 35.4201 | 35.3421 | 35.0564 | 35.0754 | 35.3226 | 35.5138 | 35.6698 | 35.9731 | 36.1161 | 36.5539 | 36.6803 | 36.7629 | 36.774 | 37.1035 | 37.0099 | 36.8825 | 36.8342 | 36.7854 | 36.7906 | 36.2543 | 36.3358 | 36.447 | 36.3594 | 36.5351 | 36.6352 | 37.0742 | 37.0446 | 37.5372 | 37.8118 | 18.6781 | 16.4095 | 13.9745 | 11.7377 | 9.6702 | 7.6535 | 5.633 | 3.6583 | 1.7966 | 0 | 0 | 0 | 0 | 0 | 0 | 0 | 0 | 0 | 10955.0565 | 10500.2525 | 9941.9305 | 9228.6398 | 8669.116 | 8122.6854 | 7568.4203 | 6998.5422 | 6529.3443 | 6006.6964 | 6140.0276 | 6334.8933 | 6403.0693 | 6557.7104 | 6766.9183 | 6974.5618 | 7076.6267 | 7231.8483 | 7394.4879 | 7540.5211 | 7644.1334 | 7816.5249 | 8044.787 | 8266.2786 | 8485.2478 | 8745.6666 | 8973.5936 | 9282.1765 | 9519.1954 | 9750.5218 | 9968.054 | 10278.6144 | 10478.2464 | 10671.9147 | 10892.4143 | 11117.2849 | 11363.483 | 11444.2068 | 11722.2491 | 12016.7934 | 12251.675 | 12581.7146 | 12893.7485 | 13335.2963 | 13617.796 | 14102.4504 | 14518.1428 | 7329.3665 | 6580.8363 | 5727.605 | 4916.6772 | 4139.7619 | 3348.4747 | 2518.6999 | 1671.7611 | 839.0551 | 0 | 0 | 0 | 0 | 0 | 0 | 0 | 0 | 0 | 336292.8876 | 322331.5395 | 305192.4468 | 283296.2034 | 266120.2214 | 249346.1658 | 232331.6102 | 214837.7749 | 200434.5696 | 184390.5833 | 188483.521 | 194465.409 | 196558.2421 | 201305.3406 | 207727.5001 | 214101.6375 | 217234.775 | 221999.6909 | 226992.3205 | 231475.1752 | 234655.8142 | 239947.8011 | 246954.8776 | 253754.1183 | 260475.925 | 268470.1323 | 275466.9226 | 284939.6485 | 292215.5363 | 299316.6794 | 305994.3734 | 315527.8033 | 321656.0086 | 327601.1412 | 334369.9266 | 341272.894 | 348830.56 | 351308.579 | 359843.7835 | 368885.5594 | 376095.8389 | 386227.2312 | 395805.8908 | 409360.3072 | 418032.3433 | 432910.0241 | 445670.7418 | 224993.2561 | 202015.2465 | 175823.1755 | 150929.7169 | 127080.3576 | 102789.8152 | 77317.7997 | 51318.8933 | 25756.8961 | 0 | 0 | 0 | 0 | 0 | 0 | 0 | 0 | 0 | [7 empty] | 956.9909 | 1090.5248 | 1205.2061 | 1316.8804 | 1325.7786 | 1328.9574 | 1331.049 | 1334.6545 | 1344.5924 | 1331.9741 | 1347.5255 | 1354.6679 | 1334.2166 | 1337.0205 | 1349.7932 | 1358.0434 | 1380.8679 | 1382.5859 | 1377.1204 | 1380.5416 | 1389.2811 | 1383.2808 | 1370.9978 | 1373.9233 | 1384.679 | 1383.1329 | 1387.5595 | 1363.7002 | 1356.793 | 1370.9881 | 1365.8356 | 1369.9496 | 1374.7513 | 1379.2735 | 1387.1625 | 1381.6244 | 1375.4502 | 1360.457 | 1365.1379 | 1365.7311 | 1360.7347 | 1205.7529 | 1047.8607 | 889.2109 | 747.1733 | 610.71 | 475.2123 | 351.6389 | 228.7344 | 111.52 | 0 | 0 | 0 | 0 | 0 | 0 | 0 | 0 | 0 | [7 empty] | 1001.2312 | 1122.7355 | 1232.6768 | 1338.869 | 1346.8424 | 1333.31 | 1330.6087 | 1337.911 | 1343.7414 | 1330.8035 | 1350.5257 | 1353.0732 | 1355.6532 | 1375.8191 | 1373.5488 | 1368.6257 | 1376.283 | 1383.9001 | 1384.1028 | 1392.8889 | 1397.6242 | 1384.5352 | 1371.2642 | 1357.5828 | 1343.3394 | 1354.5667 | 1350.9656 | 1340.9161 | 1340.3587 | 1340.7536 | 1321.6039 | 1310.0097 | 1308.4998 | 1322.1562 | 1330.9608 | 1344.5569 | 1342.3579 | 1350.2648 | 1359.0082 | 1362.0422 | 1349.4815 | 1192.141 | 1034.5555 | 888.7547 | 746.2367 | 604.6354 | 469.1786 | 344.4019 | 222.6778 | 108.9194 | 0 | 0 | 0 | 0 | 0 | 0 | 0 | 0 | 0 | [7 empty] | 995.7145 | 1115.0059 | 1249.9839 | 1378.3292 | 1378.0716 | 1394.5396 | 1389.2246 | 1397.9562 | 1409.6475 | 1413.3169 | 1414.0571 | 1416.7212 | 1415.4882 | 1405.3641 | 1390.7159 | 1386.7805 | 1391.2998 | 1397.4074 | 1401.6915 | 1414.2385 | 1428.5301 | 1438.8692 | 1441.9148 | 1441.4172 | 1450.5202 | 1459.8313 | 1459.0085 | 1462.5375 | 1462.0856 | 1447.0044 | 1444.3028 | 1422.828 | 1421.5057 | 1428.8472 | 1430.3586 | 1427.9953 | 1427.6779 | 1439.8805 | 1433.3085 | 1440.383 | 1462.1562 | 1283.4037 | 1127.9482 | 965.2029 | 811.2741 | 668.2306 | 530.8618 | 392.6003 | 256.788 | 126.2654 | 0 | 0 | 0 | 0 | 0 | 0 | 0 | 0 | 0 | [7 empty] | 923.1948 | 1033.2016 | 1105.9985 | 1214.2502 | 1193.6532 | 1183.9432 | 1188.6562 | 1222.2506 | 1228.4736 | 1218.4145 | 1230.7652 | 1238.113 | 1268.2905 | 1300.69 | 1294.7995 | 1299.3093 | 1301.245 | 1319.4819 | 1299.3868 | 1291.6633 | 1325.6483 | 1314.606 | 1309.6726 | 1271.26 | 1292.0526 | 1326.4793 | 1325.0185 | 1331.7387 | 1330.5497 | 1336.0711 | 1358.8436 | 1357.6701 | 1386.9844 | 1464.669 | 1480.8855 | 1460.7154 | 1427.4306 | 1455.767 | 1464.2601 | 1471.4835 | 1509.5996 | 1322.3082 | 1147.2602 | 972.4321 | 769.7231 | 627.9974 | 493.824 | 359.8683 | 231.1668 | 112.088 | 0 | 0 | 0 | 0 | 0 | 0 | 0 | 0 | 0
BV-G44 | Springfield | 204893 | 204893: L44 P65 thru P93 | 469709 | 0 | 1PH | UG | Zone 3 | 89 | 101209.5 | 85.77% | 14.23% | 50% | 98% | 83.36% | 246.2826 | 225.3389 | 205.3179 | 186.1792 | 167.8837 | 150.3944 | 133.6757 | 117.6936 | 102.4158 | 87.8111 | 40.8663 | 37.391 | 34.0689 | 30.8932 | 27.8574 | 24.9553 | 22.1811 | 19.5292 | 16.9941 | 14.5707 | 5171.9351 | 4732.1161 | 4311.6766 | 3909.7625 | 3525.5577 | 3158.2818 | 2807.1889 | 2471.566 | 2150.7313 | 1844.0333 | 158765.4955 | 145264.1516 | 132357.707 | 120019.9492 | 108225.8205 | 96951.3675 | 86173.692 | 75870.9049 | 66022.0816 | 56607.2195 | 163937.4306 | 149996.2677 | 136669.3836 | 123929.7117 | 111751.3783 | 100109.6493 | 88980.8809 | 78342.4709 | 68172.8129 | 58451.2528 | 11.6708 | 2.361 | 2.1602 | 1.9683 | 1.7848 | 1.6094 | 1.4418 | 1.2815 | 1.1283 | 0.98181 | 0.84181 | 1114.3915 | 1019.6242 | 929.0325 | 842.4325 | 759.6483 | 680.5117 | 604.8621 | 532.5458 | 463.4159 | 397.332 | 0 | 0 | 0 | 0 | 0 | 0 | 0 | 0 | 0 | 0 | 0 | 0 | 0 | 0 | 0 | 0 | 0 | 0 | 0 | 0 | 268.1917 | 271.7704 | 272.7696 | 269.2015 | 269.7661 | 270.6713 | 271.2539 | 271.1436 | 275.0694 | 277.0849 | 277.1384 | 279.7788 | 276.7023 | 277.2847 | 279.9714 | 282.3506 | 280.3156 | 280.2976 | 280.4318 | 279.8141 | 277.5528 | 277.7028 | 279.6599 | 281.1737 | 282.4089 | 284.8104 | 285.9423 | 289.4083 | 290.4092 | 291.0631 | 291.1513 | 293.7596 | 293.0186 | 292.0102 | 291.6278 | 291.2411 | 291.2826 | 287.037 | 287.6817 | 288.5619 | 287.869 | 289.26 | 290.0527 | 293.5279 | 293.2937 | 297.1937 | 299.3678 | 298.722 | 302.407 | 301.4117 | 302.4244 | 306.0834 | 309.9462 | 311.2761 | 310.2793 | 311.7767 | 314.0566 | 312.5706 | 312.2213 | 313.928 | 313.8262 | 315.5192 | 318.1941 | 315.9712 | 313.5582 | 44.5017 | 45.0955 | 45.2613 | 44.6693 | 44.7629 | 44.9132 | 45.0098 | 44.9915 | 45.6429 | 45.9774 | 45.9862 | 46.4244 | 45.9139 | 46.0105 | 46.4563 | 46.8511 | 46.5135 | 46.5105 | 46.5327 | 46.4302 | 46.055 | 46.0799 | 46.4046 | 46.6558 | 46.8608 | 47.2593 | 47.4471 | 48.0222 | 48.1883 | 48.2968 | 48.3115 | 48.7443 | 48.6213 | 48.454 | 48.3905 | 48.3264 | 48.3332 | 47.6287 | 47.7357 | 47.8818 | 47.7668 | 47.9976 | 48.1291 | 48.7058 | 48.6669 | 49.3141 | 49.6748 | 49.5677 | 50.1791 | 50.014 | 50.182 | 50.7892 | 51.4301 | 51.6508 | 51.4854 | 51.7339 | 52.1122 | 51.8656 | 51.8076 | 52.0908 | 52.074 | 52.3549 | 52.7987 | 52.4299 | 52.0295 | 246.2826 | 228.3457 | 208.8226 | 186.8801 | 168.8692 | 151.7848 | 135.2019 | 118.989 | 105.0422 | 90.7229 | 90.7404 | 91.6049 | 90.5976 | 90.7883 | 91.668 | 92.447 | 91.7807 | 91.7748 | 91.8187 | 91.6165 | 90.8761 | 90.9252 | 91.566 | 92.0617 | 92.4661 | 93.2524 | 93.623 | 94.7578 | 95.0855 | 95.2996 | 95.3285 | 96.1825 | 95.9399 | 95.6097 | 95.4845 | 95.3579 | 95.3715 | 93.9814 | 94.1925 | 94.4807 | 94.2538 | 94.7093 | 94.9688 | 96.1067 | 96.03 | 97.3069 | 98.0188 | 97.8073 | 99.0138 | 98.688 | 99.0195 | 100.2176 | 101.4823 | 101.9178 | 101.5914 | 102.0816 | 41.5886 | 35.9215 | 30.6578 | 25.8047 | 20.9985 | 16.5006 | 12.1951 | 7.8901 | 3.8267 | 40.8663 | 37.89 | 34.6504 | 31.0095 | 28.0209 | 25.186 | 22.4344 | 19.7441 | 17.4299 | 15.0539 | 15.0568 | 15.2002 | 15.0331 | 15.0647 | 15.2107 | 15.34 | 15.2294 | 15.2284 | 15.2357 | 15.2022 | 15.0793 | 15.0874 | 15.1938 | 15.276 | 15.3431 | 15.4736 | 15.5351 | 15.7234 | 15.7778 | 15.8133 | 15.8181 | 15.9598 | 15.9195 | 15.8648 | 15.844 | 15.823 | 15.8252 | 15.5946 | 15.6296 | 15.6774 | 15.6398 | 15.7153 | 15.7584 | 15.9472 | 15.9345 | 16.1464 | 16.2645 | 16.2294 | 16.4296 | 16.3755 | 16.4306 | 16.6293 | 16.8392 | 16.9115 | 16.8573 | 16.9387 | 6.9009 | 5.9605 | 5.0871 | 4.2818 | 3.4843 | 2.738 | 2.0236 | 1.3092 | 0.63497 | 5766.4369 | 5464.0862 | 5106.8488 | 4670.7822 | 4313.4805 | 3962.3848 | 3607.1318 | 3244.4191 | 2927.1479 | 2583.7399 | 2641.0915 | 2724.9116 | 2754.2371 | 2820.7549 | 2910.7443 | 3000.0607 | 3043.9633 | 3110.7308 | 3180.6891 | 3243.5043 | 3288.0724 | 3362.2255 | 3460.4109 | 3555.684 | 3649.8721 | 3761.8895 | 3859.9308 | 3992.6656 | 4094.6177 | 4194.1212 | 4287.6912 | 4421.2767 | 4507.147 | 4590.4521 | 4685.2985 | 4782.0251 | 4887.9256 | 4922.6484 | 5042.2464 | 5168.9426 | 5269.9754 | 5411.9397 | 5546.1589 | 5736.0878 | 5857.6031 | 6066.074 | 6244.8812 | 6368.4992 | 6588.8953 | 6711.6893 | 6882.3929 | 7118.9076 | 7367.3397 | 7561.7293 | 7703.3399 | 7910.8057 | 3293.8097 | 2907.5606 | 2536.1024 | 2181.6057 | 1814.3292 | 1457.0616 | 1100.5608 | 727.7132 | 360.7085 | 177015.2171 | 167733.8059 | 156767.509 | 143381.3535 | 132413.0838 | 121635.3222 | 110729.9426 | 99595.5664 | 89856.1344 | 79314.3659 | 81074.9155 | 83647.9842 | 84548.2023 | 86590.1347 | 89352.5833 | 92094.3755 | 93442.0735 | 95491.6699 | 97639.2159 | 99567.4856 | 100935.616 | 103211.9285 | 106225.9752 | 109150.6227 | 112041.9626 | 115480.6169 | 118490.2391 | 122564.8683 | 125694.5423 | 128749.0511 | 131621.4162 | 135722.1568 | 138358.1629 | 140915.4216 | 143826.969 | 146796.2339 | 150047.113 | 151113.0161 | 154784.3768 | 158673.6357 | 161775.0888 | 166133.0389 | 170253.2347 | 176083.5755 | 179813.7934 | 186213.3274 | 191702.2641 | 195497.0288 | 202262.6368 | 206032.1065 | 211272.2826 | 218532.6909 | 226158.9362 | 232126.2145 | 236473.3043 | 242841.9864 | 101111.7351 | 89254.8515 | 77852.0123 | 66969.8482 | 55695.376 | 44728.1538 | 33784.468 | 22338.9778 | 11072.8498 | [7 empty] | 0 | 0 | 0 | 0 | 0 | 0 | 0 | 0 | 0 | 0 | 0 | 0 | 0 | 0 | 0 | 0 | 0 | 0 | 0 | 0 | 0 | 0 | 0 | 0 | 0 | 0 | 0 | 0 | 0 | 0 | 0 | 0 | 0 | 0 | 0 | 0 | 0 | 0 | 0 | 0 | 0 | 0 | 0 | 0 | 0 | 0 | 0 | 0 | 0 | 0 | 0 | 0 | 0 | 0 | 0 | 0 | 0 | 0 | 0 | [7 empty] | 0 | 0 | 0 | 0 | 0 | 0 | 0 | 0 | 0 | 0 | 0 | 0 | 0 | 0 | 0 | 0 | 0 | 0 | 0 | 0 | 0 | 0 | 0 | 0 | 0 | 0 | 0 | 0 | 0 | 0 | 0 | 0 | 0 | 0 | 0 | 0 | 0 | 0 | 0 | 0 | 0 | 0 | 0 | 0 | 0 | 0 | 0 | 0 | 0 | 0 | 0 | 0 | 0 | 0 | 0 | 0 | 0 | 0 | 0 | [7 empty] | 0 | 0 | 0 | 0 | 0 | 0 | 0 | 0 | 0 | 0 | 0 | 0 | 0 | 0 | 0 | 0 | 0 | 0 | 0 | 0 | 0 | 0 | 0 | 0 | 0 | 0 | 0 | 0 | 0 | 0 | 0 | 0 | 0 | 0 | 0 | 0 | 0 | 0 | 0 | 0 | 0 | 0 | 0 | 0 | 0 | 0 | 0 | 0 | 0 | 0 | 0 | 0 | 0 | 0 | 0 | 0 | 0 | 0 | 0 | [7 empty] | 0 | 0 | 0 | 0 | 0 | 0 | 0 | 0 | 0 | 0 | 0 | 0 | 0 | 0 | 0 | 0 | 0 | 0 | 0 | 0 | 0 | 0 | 0 | 0 | 0 | 0 | 0 | 0 | 0 | 0 | 0 | 0 | 0 | 0 | 0 | 0 | 0 | 0 | 0 | 0 | 0 | 0 | 0 | 0 | 0 | 0 | 0 | 0 | 0 | 0 | 0 | 0 | 0 | 0 | 0 | 0 | 0 | 0 | 0
CV-G65 | Springfield | 204894 | 204894: L209 P1-P53 Tarbel Rd-Kna | 528262 | 0 | 1PH | UG | Zone 3 | 58 | 144583.9 | 89.64% | 10.36% | 50% | 98% | 83.36% | 64.4815 | 58.998 | 53.7561 | 48.7452 | 43.9551 | 39.3761 | 34.9988 | 30.8144 | 26.8144 | 22.9906 | 7.4484 | 6.8149 | 6.2095 | 5.6306 | 5.0773 | 4.5484 | 4.0428 | 3.5594 | 3.0974 | 2.6557 | 1354.1108 | 1238.9579 | 1128.8788 | 1023.6501 | 923.058 | 826.8982 | 734.9754 | 647.1029 | 563.1023 | 482.8029 | 28936.8571 | 26476.0802 | 24123.7307 | 21875.0309 | 19725.4138 | 17670.5137 | 15706.1571 | 13828.3544 | 12033.2918 | 10317.3238 | 30290.9679 | 27715.0381 | 25252.6095 | 22898.681 | 20648.4718 | 18497.4119 | 16441.1324 | 14475.4573 | 12596.3941 | 10800.1267 | 7.0795 | 1.0474 | 0.95834 | 0.8732 | 0.7918 | 0.71399 | 0.63961 | 0.56851 | 0.50054 | 0.43556 | 0.37345 | 494.3806 | 452.3387 | 412.1493 | 373.7307 | 337.0049 | 301.8973 | 268.3367 | 236.2548 | 205.5865 | 176.2695 | 0 | 0 | 0 | 0 | 0 | 0 | 0 | 0 | 0 | 0 | 0 | 0 | 0 | 0 | 0 | 0 | 0 | 0 | 0 | 0 | 70.2177 | 71.0077 | 71.3807 | 70.9346 | 71.3068 | 71.3346 | 71.5595 | 71.623 | 72.8936 | 73.8703 | 73.8565 | 74.739 | 74.4542 | 74.9222 | 75.5487 | 75.7454 | 75.7851 | 75.9279 | 75.8618 | 75.3192 | 74.5341 | 74.3232 | 74.5654 | 74.8927 | 75.1223 | 75.7948 | 76.5607 | 77.1148 | 77.2781 | 77.2514 | 77.7393 | 78.2383 | 78.1942 | 78.3833 | 78.3591 | 77.5508 | 77.4061 | 76.2551 | 76.1843 | 76.5777 | 76.6587 | 76.5321 | 76.5151 | 77.169 | 76.8168 | 77.196 | 78.3629 | 78.2922 | 79.2876 | 79.4076 | 79.7297 | 80.6769 | 82.003 | 82.7523 | 83.0738 | 83.5794 | 84.848 | 84.6237 | 84.4088 | 84.7901 | 84.5104 | 85.0572 | 85.6522 | 84.7533 | 84.1771 | 8.111 | 8.2022 | 8.2453 | 8.1938 | 8.2368 | 8.24 | 8.2659 | 8.2733 | 8.4201 | 8.5329 | 8.5313 | 8.6332 | 8.6003 | 8.6544 | 8.7268 | 8.7495 | 8.7541 | 8.7705 | 8.7629 | 8.7002 | 8.6096 | 8.5852 | 8.6132 | 8.651 | 8.6775 | 8.7552 | 8.8436 | 8.9077 | 8.9265 | 8.9234 | 8.9798 | 9.0374 | 9.0323 | 9.0542 | 9.0514 | 8.958 | 8.9413 | 8.8083 | 8.8002 | 8.8456 | 8.855 | 8.8403 | 8.8384 | 8.9139 | 8.8732 | 8.917 | 9.0518 | 9.0437 | 9.1586 | 9.1725 | 9.2097 | 9.3191 | 9.4723 | 9.5588 | 9.596 | 9.6544 | 9.8009 | 9.775 | 9.7502 | 9.7942 | 9.7619 | 9.8251 | 9.8938 | 9.79 | 9.7234 | 64.4815 | 59.6618 | 54.6465 | 49.2429 | 44.6369 | 40.0024 | 35.6676 | 31.4311 | 27.8363 | 24.1865 | 24.182 | 24.471 | 24.3777 | 24.5309 | 24.7361 | 24.8005 | 24.8135 | 24.8602 | 24.8386 | 24.6609 | 24.4039 | 24.3348 | 24.4141 | 24.5213 | 24.5965 | 24.8167 | 25.0674 | 25.2489 | 25.3023 | 25.2936 | 25.4533 | 25.6167 | 25.6023 | 25.6642 | 25.6563 | 25.3916 | 25.3442 | 24.9674 | 24.9442 | 25.073 | 25.0995 | 25.0581 | 25.0525 | 25.2666 | 25.1513 | 25.2754 | 25.6575 | 25.6344 | 25.9603 | 25.9996 | 26.105 | 26.4152 | 26.8494 | 27.0947 | 27.2 | 27.3655 | 11.2359 | 9.7252 | 8.2883 | 6.9697 | 5.6547 | 4.4482 | 3.2827 | 2.1164 | 1.0273 | 7.4484 | 6.8916 | 6.3123 | 5.6881 | 5.1561 | 4.6207 | 4.12 | 3.6307 | 3.2154 | 2.7938 | 2.7933 | 2.8267 | 2.8159 | 2.8336 | 2.8573 | 2.8647 | 2.8662 | 2.8716 | 2.8691 | 2.8486 | 2.8189 | 2.811 | 2.8201 | 2.8325 | 2.8412 | 2.8666 | 2.8956 | 2.9165 | 2.9227 | 2.9217 | 2.9402 | 2.959 | 2.9574 | 2.9645 | 2.9636 | 2.933 | 2.9276 | 2.884 | 2.8813 | 2.8962 | 2.8993 | 2.8945 | 2.8939 | 2.9186 | 2.9053 | 2.9196 | 2.9637 | 2.9611 | 2.9987 | 3.0033 | 3.0154 | 3.0513 | 3.1014 | 3.1297 | 3.1419 | 3.161 | 1.2979 | 1.1234 | 0.9574 | 0.80508 | 0.65318 | 0.51382 | 0.37919 | 0.24446 | 0.11867 | 1509.7627 | 1427.6468 | 1336.4038 | 1230.7519 | 1140.1749 | 1044.2747 | 951.5976 | 857.0186 | 775.6965 | 688.8197 | 703.8421 | 727.9226 | 741.1016 | 762.1663 | 785.4483 | 804.8177 | 822.9545 | 842.6441 | 860.4327 | 873.0727 | 882.98 | 899.852 | 922.6457 | 947.0833 | 970.8866 | 1001.1279 | 1033.4922 | 1063.8736 | 1089.5802 | 1113.1667 | 1144.841 | 1177.5381 | 1202.7656 | 1232.1997 | 1258.919 | 1273.344 | 1298.9279 | 1307.7661 | 1335.2948 | 1371.7193 | 1403.38 | 1431.8847 | 1463.0609 | 1508.0283 | 1534.1705 | 1575.6611 | 1634.6678 | 1669.1242 | 1727.5326 | 1768.2102 | 1814.4407 | 1876.3877 | 1949.1907 | 2010.2745 | 2062.4835 | 2120.686 | 889.8821 | 787.1771 | 685.6332 | 589.2386 | 488.5814 | 392.7924 | 296.2515 | 195.1953 | 96.8349 | 32263.081 | 30508.2948 | 28558.4635 | 26300.7209 | 24365.1236 | 22315.771 | 20335.2942 | 18314.1754 | 16576.3532 | 14719.8267 | 15040.8509 | 15555.4426 | 15837.0723 | 16287.2167 | 16784.7451 | 17198.6618 | 17586.2382 | 18006.9979 | 18387.1342 | 18657.2462 | 18868.9623 | 19229.5102 | 19716.6036 | 20238.8257 | 20747.4933 | 21393.7405 | 22085.3534 | 22734.5921 | 23283.9335 | 23787.9682 | 24464.8373 | 25163.5614 | 25702.6649 | 26331.66 | 26902.6417 | 27210.8982 | 27757.6177 | 27946.4864 | 28534.7659 | 29313.1445 | 29989.7215 | 30598.8564 | 31265.0796 | 32226.0172 | 32784.6663 | 33671.306 | 34932.2577 | 35668.5778 | 36916.7443 | 37786.0095 | 38773.9389 | 40097.7247 | 41653.4974 | 42958.8368 | 44074.5233 | 45318.2891 | 19016.4583 | 16821.6881 | 14651.7329 | 12591.8156 | 10440.8062 | 8393.832 | 6330.7867 | 4171.2523 | 2069.3271 | [7 empty] | 0 | 0 | 0 | 0 | 0 | 0 | 0 | 0 | 0 | 0 | 0 | 0 | 0 | 0 | 0 | 0 | 0 | 0 | 0 | 0 | 0 | 0 | 0 | 0 | 0 | 0 | 0 | 0 | 0 | 0 | 0 | 0 | 0 | 0 | 0 | 0 | 0 | 0 | 0 | 0 | 0 | 0 | 0 | 0 | 0 | 0 | 0 | 0 | 0 | 0 | 0 | 0 | 0 | 0 | 0 | 0 | 0 | 0 | 0 | [7 empty] | 0 | 0 | 0 | 0 | 0 | 0 | 0 | 0 | 0 | 0 | 0 | 0 | 0 | 0 | 0 | 0 | 0 | 0 | 0 | 0 | 0 | 0 | 0 | 0 | 0 | 0 | 0 | 0 | 0 | 0 | 0 | 0 | 0 | 0 | 0 | 0 | 0 | 0 | 0 | 0 | 0 | 0 | 0 | 0 | 0 | 0 | 0 | 0 | 0 | 0 | 0 | 0 | 0 | 0 | 0 | 0 | 0 | 0 | 0 | [7 empty] | 0 | 0 | 0 | 0 | 0 | 0 | 0 | 0 | 0 | 0 | 0 | 0 | 0 | 0 | 0 | 0 | 0 | 0 | 0 | 0 | 0 | 0 | 0 | 0 | 0 | 0 | 0 | 0 | 0 | 0 | 0 | 0 | 0 | 0 | 0 | 0 | 0 | 0 | 0 | 0 | 0 | 0 | 0 | 0 | 0 | 0 | 0 | 0 | 0 | 0 | 0 | 0 | 0 | 0 | 0 | 0 | 0 | 0 | 0 | [7 empty] | 0 | 0 | 0 | 0 | 0 | 0 | 0 | 0 | 0 | 0 | 0 | 0 | 0 | 0 | 0 | 0 | 0 | 0 | 0 | 0 | 0 | 0 | 0 | 0 | 0 | 0 | 0 | 0 | 0 | 0 | 0 | 0 | 0 | 0 | 0 | 0 | 0 | 0 | 0 | 0 | 0 | 0 | 0 | 0 | 0 | 0 | 0 | 0 | 0 | 0 | 0 | 0 | 0 | 0 | 0 | 0 | 0 | 0 | 0
DM-G6 | Brattleboro | 204895 | 204895: L65-South Wardsboro Rd | 554546 | 0 | 1PH | UG | Zone 3 | 137 | 195829.1 | 89.45% | 10.55% | 50% | 98% | 83.36% | 190.1348 | 173.9658 | 158.5093 | 143.7338 | 129.6093 | 116.1072 | 103.2001 | 90.8617 | 79.0669 | 67.7918 | 22.4341 | 20.5263 | 18.7026 | 16.9592 | 15.2927 | 13.6996 | 12.1766 | 10.7208 | 9.3292 | 7.9988 | 3992.8299 | 3653.2815 | 3328.6944 | 3018.4093 | 2721.796 | 2438.2522 | 2167.202 | 1908.0948 | 1660.4045 | 1423.628 | 87156.5737 | 79744.8192 | 72659.6432 | 65886.6558 | 59412.1013 | 53222.8302 | 47306.2722 | 41650.4109 | 36243.7594 | 31075.3371 | 91149.4036 | 83398.1008 | 75988.3376 | 68905.0651 | 62133.8974 | 55661.0824 | 49473.4741 | 43558.5057 | 37904.1639 | 32498.9651 | 39.4003 | 2.0282 | 1.8557 | 1.6908 | 1.5332 | 1.3826 | 1.2385 | 1.1008 | 0.96923 | 0.84341 | 0.72314 | 957.303 | 875.8944 | 798.0729 | 723.6803 | 652.5656 | 584.5844 | 519.5986 | 457.4763 | 398.0911 | 341.3227 | 0 | 0 | 0 | 0 | 0 | 0 | 0 | 0 | 0 | 0 | 0 | 0 | 0 | 0 | 0 | 0 | 0 | 0 | 0 | 0 | 207.049 | 209.6197 | 210.435 | 209.9669 | 209.8965 | 211.7646 | 212.6269 | 212.6983 | 215.7178 | 216.9845 | 217.1238 | 218.1464 | 215.1658 | 215.2538 | 216.7498 | 217.3981 | 215.7833 | 215.8829 | 215.8746 | 214.7807 | 213.2842 | 212.0531 | 213.9017 | 215.6867 | 216.8425 | 217.6786 | 219.3988 | 221.6407 | 222.1755 | 221.6964 | 221.2716 | 222.6235 | 222.5608 | 222.1136 | 221.6041 | 220.865 | 222.4655 | 219.1955 | 218.7495 | 220.6249 | 220.7611 | 223.4328 | 224.0603 | 227.5121 | 227.0089 | 229.058 | 230.6428 | 229.4387 | 232.5741 | 233.1002 | 233.2246 | 235.2051 | 237.9082 | 238.7942 | 237.618 | 239.7116 | 242.5065 | 242.6981 | 242.1824 | 242.7386 | 241.458 | 243.0388 | 245.6222 | 243.6837 | 242.8595 | 24.4298 | 24.7332 | 24.8294 | 24.7741 | 24.7658 | 24.9862 | 25.088 | 25.0964 | 25.4527 | 25.6021 | 25.6186 | 25.7392 | 25.3876 | 25.3979 | 25.5745 | 25.6509 | 25.4604 | 25.4722 | 25.4712 | 25.3421 | 25.1655 | 25.0203 | 25.2384 | 25.449 | 25.5854 | 25.684 | 25.887 | 26.1515 | 26.2146 | 26.1581 | 26.108 | 26.2675 | 26.2601 | 26.2073 | 26.1472 | 26.06 | 26.2488 | 25.863 | 25.8104 | 26.0317 | 26.0477 | 26.363 | 26.437 | 26.8443 | 26.7849 | 27.0267 | 27.2137 | 27.0716 | 27.4416 | 27.5037 | 27.5183 | 27.752 | 28.0709 | 28.1755 | 28.0367 | 28.2837 | 28.6135 | 28.6361 | 28.5753 | 28.6409 | 28.4898 | 28.6763 | 28.9811 | 28.7524 | 28.6551 | 190.1348 | 176.1257 | 161.1015 | 145.7594 | 131.3918 | 118.7516 | 105.9803 | 93.3408 | 82.3773 | 71.0449 | 71.0905 | 71.4253 | 70.4494 | 70.4782 | 70.968 | 71.1803 | 70.6516 | 70.6842 | 70.6815 | 70.3233 | 69.8333 | 69.4303 | 70.0355 | 70.6199 | 70.9984 | 71.2722 | 71.8354 | 72.5694 | 72.7445 | 72.5876 | 72.4486 | 72.8912 | 72.8707 | 72.7243 | 72.5574 | 72.3154 | 72.8395 | 71.7688 | 71.6228 | 72.2368 | 72.2814 | 73.1562 | 73.3616 | 74.4918 | 74.3271 | 74.998 | 75.5169 | 75.1226 | 76.1492 | 76.3215 | 76.3622 | 77.0106 | 77.8957 | 78.1858 | 77.8007 | 78.4862 | 32.1137 | 27.8915 | 23.7805 | 19.953 | 16.1563 | 12.7101 | 9.4137 | 6.085 | 2.9639 | 22.4341 | 20.7812 | 19.0085 | 17.1982 | 15.503 | 14.0116 | 12.5047 | 11.0133 | 9.7198 | 8.3826 | 8.388 | 8.4275 | 8.3124 | 8.3158 | 8.3736 | 8.3986 | 8.3362 | 8.3401 | 8.3398 | 8.2975 | 8.2397 | 8.1921 | 8.2635 | 8.3325 | 8.3771 | 8.4094 | 8.4759 | 8.5625 | 8.5832 | 8.5647 | 8.5483 | 8.6005 | 8.5981 | 8.5808 | 8.5611 | 8.5325 | 8.5944 | 8.468 | 8.4508 | 8.5233 | 8.5285 | 8.6317 | 8.656 | 8.7893 | 8.7699 | 8.8491 | 8.9103 | 8.8638 | 8.9849 | 9.0052 | 9.01 | 9.0865 | 9.191 | 9.2252 | 9.1798 | 9.2606 | 3.7891 | 3.2909 | 2.8059 | 2.3543 | 1.9063 | 1.4997 | 1.1107 | 0.71797 | 0.34971 | 4451.7964 | 4214.5138 | 3939.8083 | 3643.0317 | 3356.1831 | 3100.0435 | 2827.5106 | 2545.0813 | 2295.5589 | 2023.3199 | 2069.1611 | 2124.6419 | 2141.7161 | 2189.7291 | 2253.4561 | 2309.9208 | 2343.2038 | 2395.8598 | 2448.4745 | 2489.66 | 2526.7046 | 2567.3871 | 2646.7431 | 2727.5439 | 2802.4883 | 2875.1867 | 2961.661 | 3057.7475 | 3132.557 | 3194.5702 | 3258.595 | 3350.6306 | 3423.3811 | 3491.6656 | 3560.2951 | 3626.4864 | 3733.1267 | 3759.1757 | 3834.0596 | 3952.0034 | 4041.44 | 4180.3397 | 4284.3046 | 4446.0147 | 4533.7774 | 4675.3445 | 4811.2622 | 4891.4384 | 5067.3658 | 5190.5629 | 5307.5844 | 5470.4139 | 5655.0167 | 5800.95 | 5899.3697 | 6082.2775 | 2543.3961 | 2257.6 | 1967.193 | 1686.8835 | 1395.9453 | 1122.3486 | 849.5512 | 561.2278 | 279.3787 | 97175.0176 | 91995.5497 | 85999.203 | 79521.0837 | 73259.6749 | 67668.589 | 61719.6676 | 55554.725 | 50108.0827 | 44165.5756 | 45166.2097 | 46377.2597 | 46749.9601 | 47797.9998 | 49189.0497 | 50421.5777 | 51148.0876 | 52297.4768 | 53445.9654 | 54344.9727 | 55153.592 | 56041.6213 | 57773.8258 | 59537.5681 | 61173.4743 | 62760.3546 | 64647.9386 | 66745.3416 | 68378.304 | 69731.9439 | 71129.4941 | 73138.472 | 74726.4903 | 76217.023 | 77715.0854 | 79159.9279 | 81487.7022 | 82056.3064 | 83690.891 | 86265.4018 | 88217.6486 | 91249.5887 | 93518.9625 | 97048.8146 | 98964.5212 | 102054.6867 | 105021.5361 | 106771.6426 | 110611.8341 | 113301.0146 | 115855.3908 | 119409.6766 | 123439.2367 | 126624.7091 | 128773.0406 | 132765.6026 | 55517.9388 | 49279.5054 | 42940.421 | 36821.7501 | 30471.0726 | 24498.9289 | 18544.233 | 12250.6332 | 6098.3533 | [7 empty] | 0 | 0 | 0 | 0 | 0 | 0 | 0 | 0 | 0 | 0 | 0 | 0 | 0 | 0 | 0 | 0 | 0 | 0 | 0 | 0 | 0 | 0 | 0 | 0 | 0 | 0 | 0 | 0 | 0 | 0 | 0 | 0 | 0 | 0 | 0 | 0 | 0 | 0 | 0 | 0 | 0 | 0 | 0 | 0 | 0 | 0 | 0 | 0 | 0 | 0 | 0 | 0 | 0 | 0 | 0 | 0 | 0 | 0 | 0 | [7 empty] | 0 | 0 | 0 | 0 | 0 | 0 | 0 | 0 | 0 | 0 | 0 | 0 | 0 | 0 | 0 | 0 | 0 | 0 | 0 | 0 | 0 | 0 | 0 | 0 | 0 | 0 | 0 | 0 | 0 | 0 | 0 | 0 | 0 | 0 | 0 | 0 | 0 | 0 | 0 | 0 | 0 | 0 | 0 | 0 | 0 | 0 | 0 | 0 | 0 | 0 | 0 | 0 | 0 | 0 | 0 | 0 | 0 | 0 | 0 | [7 empty] | 0 | 0 | 0 | 0 | 0 | 0 | 0 | 0 | 0 | 0 | 0 | 0 | 0 | 0 | 0 | 0 | 0 | 0 | 0 | 0 | 0 | 0 | 0 | 0 | 0 | 0 | 0 | 0 | 0 | 0 | 0 | 0 | 0 | 0 | 0 | 0 | 0 | 0 | 0 | 0 | 0 | 0 | 0 | 0 | 0 | 0 | 0 | 0 | 0 | 0 | 0 | 0 | 0 | 0 | 0 | 0 | 0 | 0 | 0 | [7 empty] | 0 | 0 | 0 | 0 | 0 | 0 | 0 | 0 | 0 | 0 | 0 | 0 | 0 | 0 | 0 | 0 | 0 | 0 | 0 | 0 | 0 | 0 | 0 | 0 | 0 | 0 | 0 | 0 | 0 | 0 | 0 | 0 | 0 | 0 | 0 | 0 | 0 | 0 | 0 | 0 | 0 | 0 | 0 | 0 | 0 | 0 | 0 | 0 | 0 | 0 | 0 | 0 | 0 | 0 | 0 | 0 | 0 | 0 | 0
DM-G6 | Brattleboro | 204896 | 204896: L94-Leonard Rd-Stickney B | 555912 | 0 | 1PH | UG | Zone 3 | 93 | 173964.9 | 89.45% | 10.55% | 50% | 98% | 83.36% | 129.0696 | 118.0936 | 107.6012 | 97.5711 | 87.983 | 78.8173 | 70.0555 | 61.6798 | 53.6731 | 46.0193 | 15.229 | 13.9339 | 12.6959 | 11.5125 | 10.3812 | 9.2997 | 8.2659 | 7.2776 | 6.3329 | 5.4298 | 2710.4612 | 2479.9648 | 2259.6247 | 2048.9932 | 1847.6426 | 1655.1639 | 1471.1663 | 1295.276 | 1127.1359 | 966.4044 | 59164.6814 | 54133.3444 | 49323.6994 | 44725.978 | 40330.8425 | 36129.3665 | 32113.0169 | 28273.6366 | 24603.4279 | 21094.9369 | 61875.1426 | 56613.3093 | 51583.324 | 46774.9712 | 42178.4851 | 37784.5304 | 33584.1832 | 29568.9126 | 25730.5638 | 22061.3413 | 39.4003 | 1.3768 | 1.2597 | 1.1478 | 1.0408 | 0.93852 | 0.84075 | 0.74729 | 0.65794 | 0.57254 | 0.49089 | 649.848 | 594.5853 | 541.7575 | 491.2574 | 442.9825 | 396.8347 | 352.7202 | 310.5496 | 270.2371 | 231.7008 | 0 | 0 | 0 | 0 | 0 | 0 | 0 | 0 | 0 | 0 | 0 | 0 | 0 | 0 | 0 | 0 | 0 | 0 | 0 | 0 | 140.5515 | 142.2966 | 142.8501 | 142.5323 | 142.4845 | 143.7526 | 144.338 | 144.3865 | 146.4362 | 147.296 | 147.3906 | 148.0848 | 146.0615 | 146.1212 | 147.1367 | 147.5768 | 146.4807 | 146.5483 | 146.5426 | 145.8 | 144.7842 | 143.9485 | 145.2033 | 146.415 | 147.1997 | 147.7673 | 148.9349 | 150.4569 | 150.8198 | 150.4946 | 150.2063 | 151.124 | 151.0814 | 150.7779 | 150.4319 | 149.9302 | 151.0167 | 148.797 | 148.4942 | 149.7673 | 149.8597 | 151.6734 | 152.0993 | 154.4425 | 154.101 | 155.4919 | 156.5678 | 155.7504 | 157.8788 | 158.2359 | 158.3203 | 159.6648 | 161.4998 | 162.1012 | 161.3028 | 162.724 | 164.6212 | 164.7512 | 164.4012 | 164.7788 | 163.9094 | 164.9826 | 166.7362 | 165.4203 | 164.8608 | 16.5838 | 16.7897 | 16.855 | 16.8175 | 16.8118 | 16.9615 | 17.0305 | 17.0363 | 17.2781 | 17.3796 | 17.3907 | 17.4726 | 17.2339 | 17.2409 | 17.3608 | 17.4127 | 17.2833 | 17.2913 | 17.2907 | 17.203 | 17.0832 | 16.9846 | 17.1326 | 17.2756 | 17.3682 | 17.4352 | 17.5729 | 17.7525 | 17.7953 | 17.757 | 17.7229 | 17.8312 | 17.8262 | 17.7904 | 17.7496 | 17.6904 | 17.8186 | 17.5566 | 17.5209 | 17.6711 | 17.682 | 17.896 | 17.9463 | 18.2228 | 18.1825 | 18.3466 | 18.4735 | 18.3771 | 18.6282 | 18.6704 | 18.6803 | 18.8389 | 19.0555 | 19.1264 | 19.0322 | 19.1999 | 19.4238 | 19.4391 | 19.3978 | 19.4424 | 19.3398 | 19.4664 | 19.6733 | 19.5181 | 19.452 | 129.0696 | 119.5598 | 109.3609 | 98.9461 | 89.193 | 80.6124 | 71.9428 | 63.3627 | 55.9204 | 48.2275 | 48.2585 | 48.4858 | 47.8233 | 47.8429 | 48.1754 | 48.3195 | 47.9606 | 47.9827 | 47.9809 | 47.7377 | 47.4051 | 47.1315 | 47.5424 | 47.9391 | 48.196 | 48.3818 | 48.7642 | 49.2625 | 49.3813 | 49.2748 | 49.1804 | 49.4809 | 49.467 | 49.3676 | 49.2543 | 49.09 | 49.4458 | 48.719 | 48.6198 | 49.0367 | 49.0669 | 49.6608 | 49.8002 | 50.5674 | 50.4556 | 50.911 | 51.2633 | 50.9956 | 51.6925 | 51.8095 | 51.8371 | 52.2773 | 52.8781 | 53.075 | 52.8136 | 53.2789 | 21.7998 | 18.9337 | 16.143 | 13.5447 | 10.9674 | 8.628 | 6.3903 | 4.1307 | 2.012 | 15.229 | 14.1069 | 12.9036 | 11.6747 | 10.5239 | 9.5115 | 8.4886 | 7.4762 | 6.5981 | 5.6904 | 5.6941 | 5.7209 | 5.6427 | 5.645 | 5.6842 | 5.7012 | 5.6589 | 5.6615 | 5.6613 | 5.6326 | 5.5934 | 5.5611 | 5.6096 | 5.6564 | 5.6867 | 5.7086 | 5.7537 | 5.8125 | 5.8265 | 5.814 | 5.8028 | 5.8383 | 5.8366 | 5.8249 | 5.8115 | 5.7922 | 5.8341 | 5.7484 | 5.7367 | 5.7859 | 5.7894 | 5.8595 | 5.876 | 5.9665 | 5.9533 | 6.007 | 6.0486 | 6.017 | 6.0992 | 6.113 | 6.1163 | 6.1682 | 6.2391 | 6.2624 | 6.2315 | 6.2864 | 2.5722 | 2.234 | 1.9047 | 1.5982 | 1.294 | 1.018 | 0.754 | 0.48738 | 0.2374 | 3022.0223 | 2860.9473 | 2674.4684 | 2473.0069 | 2278.2849 | 2104.4091 | 1919.405 | 1727.6829 | 1558.2991 | 1373.4945 | 1404.613 | 1442.2752 | 1453.8657 | 1486.4584 | 1529.7183 | 1568.0484 | 1590.642 | 1626.3866 | 1662.1031 | 1690.0612 | 1715.2082 | 1742.8248 | 1796.6942 | 1851.5444 | 1902.4191 | 1951.7691 | 2010.4706 | 2075.6972 | 2126.4803 | 2168.5768 | 2212.0389 | 2274.5156 | 2323.901 | 2370.2547 | 2416.8426 | 2461.7754 | 2534.1663 | 2551.8492 | 2602.6828 | 2682.7468 | 2743.4593 | 2837.7489 | 2908.3236 | 3018.0976 | 3077.6737 | 3173.774 | 3266.0393 | 3320.4655 | 3439.8907 | 3523.5208 | 3602.9588 | 3713.4926 | 3838.8069 | 3937.8712 | 4004.6816 | 4128.8453 | 1726.5389 | 1532.5314 | 1335.3938 | 1145.1107 | 947.6125 | 761.8863 | 576.7026 | 380.9795 | 189.6512 | 65965.5229 | 62449.5337 | 58379.021 | 53981.4656 | 49731.0202 | 45935.6115 | 41897.2926 | 37712.3316 | 34014.9758 | 29981.0112 | 30660.2737 | 31482.3734 | 31735.3744 | 32446.8174 | 33391.1067 | 34227.7863 | 34720.9646 | 35501.2069 | 36280.8379 | 36891.1129 | 37440.0296 | 38042.8524 | 39218.7285 | 40416.0134 | 41526.519 | 42603.7444 | 43885.097 | 45308.8815 | 46417.3889 | 47336.2831 | 48284.9851 | 49648.7438 | 50726.7416 | 51738.5631 | 52755.4959 | 53736.3015 | 55316.4694 | 55702.4562 | 56812.0647 | 58559.7253 | 59884.9732 | 61943.1515 | 63483.6753 | 65879.8523 | 67180.2954 | 69277.999 | 71291.9916 | 72480.0201 | 75086.8655 | 76912.3676 | 78646.3602 | 81059.1235 | 83794.5183 | 85956.9193 | 87415.2757 | 90125.5551 | 37687.3599 | 33452.511 | 29149.3369 | 24995.7865 | 20684.7427 | 16630.6598 | 12588.4209 | 8316.1233 | 4139.7581 | [7 empty] | 0 | 0 | 0 | 0 | 0 | 0 | 0 | 0 | 0 | 0 | 0 | 0 | 0 | 0 | 0 | 0 | 0 | 0 | 0 | 0 | 0 | 0 | 0 | 0 | 0 | 0 | 0 | 0 | 0 | 0 | 0 | 0 | 0 | 0 | 0 | 0 | 0 | 0 | 0 | 0 | 0 | 0 | 0 | 0 | 0 | 0 | 0 | 0 | 0 | 0 | 0 | 0 | 0 | 0 | 0 | 0 | 0 | 0 | 0 | [7 empty] | 0 | 0 | 0 | 0 | 0 | 0 | 0 | 0 | 0 | 0 | 0 | 0 | 0 | 0 | 0 | 0 | 0 | 0 | 0 | 0 | 0 | 0 | 0 | 0 | 0 | 0 | 0 | 0 | 0 | 0 | 0 | 0 | 0 | 0 | 0 | 0 | 0 | 0 | 0 | 0 | 0 | 0 | 0 | 0 | 0 | 0 | 0 | 0 | 0 | 0 | 0 | 0 | 0 | 0 | 0 | 0 | 0 | 0 | 0 | [7 empty] | 0 | 0 | 0 | 0 | 0 | 0 | 0 | 0 | 0 | 0 | 0 | 0 | 0 | 0 | 0 | 0 | 0 | 0 | 0 | 0 | 0 | 0 | 0 | 0 | 0 | 0 | 0 | 0 | 0 | 0 | 0 | 0 | 0 | 0 | 0 | 0 | 0 | 0 | 0 | 0 | 0 | 0 | 0 | 0 | 0 | 0 | 0 | 0 | 0 | 0 | 0 | 0 | 0 | 0 | 0 | 0 | 0 | 0 | 0 | [7 empty] | 0 | 0 | 0 | 0 | 0 | 0 | 0 | 0 | 0 | 0 | 0 | 0 | 0 | 0 | 0 | 0 | 0 | 0 | 0 | 0 | 0 | 0 | 0 | 0 | 0 | 0 | 0 | 0 | 0 | 0 | 0 | 0 | 0 | 0 | 0 | 0 | 0 | 0 | 0 | 0 | 0 | 0 | 0 | 0 | 0 | 0 | 0 | 0 | 0 | 0 | 0 | 0 | 0 | 0 | 0 | 0 | 0 | 0 | 0
DM-G6 | Brattleboro | 204897 | 204897: L911-P16 to End Hague Rd | 555716 | 556008 | 1PH | UG | Zone 3 | 63 | 57525.8 | 89.45% | 10.55% | 50% | 98% | 83.36% | 87.4342 | 79.9989 | 72.8911 | 66.0966 | 59.6014 | 53.3924 | 47.457 | 41.7831 | 36.3592 | 31.1743 | 10.3164 | 9.4391 | 8.6005 | 7.7988 | 7.0324 | 6.2998 | 5.5995 | 4.93 | 4.29 | 3.6783 | 1836.1189 | 1679.9762 | 1530.7135 | 1388.0276 | 1251.6288 | 1121.2401 | 996.5965 | 877.4451 | 763.5437 | 654.661 | 40079.3003 | 36670.9753 | 33412.8286 | 30298.2432 | 27320.8933 | 24474.7321 | 21753.9792 | 19153.1086 | 16666.8383 | 14290.1185 | 41915.4192 | 38350.9514 | 34943.5421 | 31686.2708 | 28572.5221 | 25595.9722 | 22750.5757 | 20030.5537 | 17430.382 | 14944.7796 | 39.4003 | 0.93267 | 0.85336 | 0.77754 | 0.70506 | 0.63577 | 0.56954 | 0.50623 | 0.4457 | 0.38785 | 0.33254 | 440.2196 | 402.7836 | 366.997 | 332.7873 | 300.0849 | 268.8235 | 238.9395 | 210.3723 | 183.0638 | 156.9586 | 0 | 0 | 0 | 0 | 0 | 0 | 0 | 0 | 0 | 0 | 0 | 0 | 0 | 0 | 0 | 0 | 0 | 0 | 0 | 0 | 95.2123 | 96.3945 | 96.7694 | 96.5541 | 96.5217 | 97.3808 | 97.7773 | 97.8102 | 99.1987 | 99.7812 | 99.8453 | 100.3155 | 98.9449 | 98.9853 | 99.6733 | 99.9714 | 99.2288 | 99.2746 | 99.2708 | 98.7678 | 98.0796 | 97.5135 | 98.3636 | 99.1844 | 99.7159 | 100.1004 | 100.8914 | 101.9224 | 102.1683 | 101.948 | 101.7526 | 102.3743 | 102.3455 | 102.1399 | 101.9055 | 101.5656 | 102.3016 | 100.7979 | 100.5928 | 101.4552 | 101.5179 | 102.7465 | 103.035 | 104.6224 | 104.391 | 105.3332 | 106.062 | 105.5083 | 106.9502 | 107.1921 | 107.2493 | 108.16 | 109.4031 | 109.8105 | 109.2696 | 110.2324 | 111.5176 | 111.6057 | 111.3686 | 111.6243 | 111.0354 | 111.7624 | 112.9503 | 112.0589 | 111.6799 | 11.2342 | 11.3736 | 11.4179 | 11.3925 | 11.3887 | 11.49 | 11.5368 | 11.5407 | 11.7045 | 11.7732 | 11.7808 | 11.8363 | 11.6746 | 11.6793 | 11.7605 | 11.7957 | 11.7081 | 11.7135 | 11.713 | 11.6537 | 11.5725 | 11.5057 | 11.606 | 11.7028 | 11.7655 | 11.8109 | 11.9042 | 12.0259 | 12.0549 | 12.0289 | 12.0059 | 12.0792 | 12.0758 | 12.0515 | 12.0239 | 11.9838 | 12.0706 | 11.8932 | 11.869 | 11.9708 | 11.9782 | 12.1231 | 12.1572 | 12.3445 | 12.3172 | 12.4283 | 12.5143 | 12.449 | 12.6191 | 12.6477 | 12.6544 | 12.7619 | 12.9085 | 12.9566 | 12.8928 | 13.0064 | 13.158 | 13.1684 | 13.1405 | 13.1706 | 13.1011 | 13.1869 | 13.3271 | 13.2219 | 13.1772 | 87.4342 | 80.9921 | 74.0832 | 67.028 | 60.4211 | 54.6084 | 48.7355 | 42.9232 | 37.8815 | 32.6703 | 32.6913 | 32.8452 | 32.3964 | 32.4097 | 32.6349 | 32.7326 | 32.4894 | 32.5044 | 32.5032 | 32.3385 | 32.1131 | 31.9278 | 32.2061 | 32.4749 | 32.6489 | 32.7748 | 33.0338 | 33.3713 | 33.4518 | 33.3797 | 33.3158 | 33.5193 | 33.5099 | 33.4425 | 33.3658 | 33.2545 | 33.4955 | 33.0032 | 32.936 | 33.2184 | 33.2389 | 33.6412 | 33.7356 | 34.2554 | 34.1796 | 34.4881 | 34.7267 | 34.5454 | 35.0175 | 35.0967 | 35.1155 | 35.4137 | 35.8207 | 35.9541 | 35.777 | 36.0922 | 14.7676 | 12.826 | 10.9356 | 9.1755 | 7.4295 | 5.8448 | 4.3289 | 2.7982 | 1.363 | 10.3164 | 9.5563 | 8.7411 | 7.9087 | 7.1291 | 6.4433 | 5.7503 | 5.0645 | 4.4697 | 3.8548 | 3.8573 | 3.8754 | 3.8225 | 3.824 | 3.8506 | 3.8621 | 3.8334 | 3.8352 | 3.8351 | 3.8156 | 3.7891 | 3.7672 | 3.8 | 3.8317 | 3.8523 | 3.8671 | 3.8977 | 3.9375 | 3.947 | 3.9385 | 3.9309 | 3.955 | 3.9539 | 3.9459 | 3.9369 | 3.9237 | 3.9522 | 3.8941 | 3.8861 | 3.9195 | 3.9219 | 3.9693 | 3.9805 | 4.0418 | 4.0329 | 4.0693 | 4.0974 | 4.076 | 4.1317 | 4.1411 | 4.1433 | 4.1785 | 4.2265 | 4.2422 | 4.2213 | 4.2585 | 1.7424 | 1.5134 | 1.2903 | 1.0826 | 0.87661 | 0.68963 | 0.51077 | 0.33016 | 0.16082 | 2047.1764 | 1938.0611 | 1811.7367 | 1675.2628 | 1543.3543 | 1425.5674 | 1300.2421 | 1170.3659 | 1055.622 | 930.4318 | 951.512 | 977.0251 | 984.8768 | 1006.9557 | 1036.2608 | 1062.2264 | 1077.5317 | 1101.7457 | 1125.9408 | 1144.8801 | 1161.9152 | 1180.6233 | 1217.1154 | 1254.272 | 1288.7355 | 1322.1661 | 1361.9317 | 1406.1175 | 1440.5189 | 1469.0359 | 1498.478 | 1540.8009 | 1574.2555 | 1605.6564 | 1637.216 | 1667.6543 | 1716.6933 | 1728.672 | 1763.1077 | 1817.3446 | 1858.4724 | 1922.346 | 1970.1547 | 2044.5177 | 2084.8757 | 2149.9759 | 2212.4783 | 2249.3476 | 2330.2485 | 2386.9012 | 2440.714 | 2515.5918 | 2600.4821 | 2667.5902 | 2712.8488 | 2796.9597 | 1169.5909 | 1038.1664 | 904.6216 | 775.7201 | 641.9311 | 516.1165 | 390.6695 | 258.0829 | 128.4734 | 44686.322 | 42304.5228 | 39547.0788 | 36568.0896 | 33688.7556 | 31117.6723 | 28382.0369 | 25547.0633 | 23042.403 | 20309.7172 | 20769.8628 | 21326.7691 | 21498.1568 | 21980.1021 | 22619.782 | 23186.5649 | 23520.6534 | 24049.2047 | 24577.3418 | 24990.7539 | 25362.6007 | 25770.9645 | 26567.5258 | 27378.5897 | 28130.8677 | 28860.601 | 29728.6141 | 30693.1133 | 31444.0376 | 32066.5143 | 32709.1834 | 33633.02 | 34363.2765 | 35048.704 | 35737.594 | 36402.0107 | 37472.447 | 37733.9219 | 38485.5922 | 39669.4913 | 40567.2399 | 41961.4897 | 43005.0704 | 44628.287 | 45509.2324 | 46930.2574 | 48294.575 | 49099.3685 | 50865.296 | 52101.9264 | 53276.5666 | 54911.0192 | 56764.0285 | 58228.8808 | 59216.7997 | 61052.7954 | 25530.1471 | 22661.3784 | 19746.325 | 16932.6296 | 14012.2451 | 11265.9308 | 8527.64 | 5633.5029 | 2804.3523 | [7 empty] | 0 | 0 | 0 | 0 | 0 | 0 | 0 | 0 | 0 | 0 | 0 | 0 | 0 | 0 | 0 | 0 | 0 | 0 | 0 | 0 | 0 | 0 | 0 | 0 | 0 | 0 | 0 | 0 | 0 | 0 | 0 | 0 | 0 | 0 | 0 | 0 | 0 | 0 | 0 | 0 | 0 | 0 | 0 | 0 | 0 | 0 | 0 | 0 | 0 | 0 | 0 | 0 | 0 | 0 | 0 | 0 | 0 | 0 | 0 | [7 empty] | 0 | 0 | 0 | 0 | 0 | 0 | 0 | 0 | 0 | 0 | 0 | 0 | 0 | 0 | 0 | 0 | 0 | 0 | 0 | 0 | 0 | 0 | 0 | 0 | 0 | 0 | 0 | 0 | 0 | 0 | 0 | 0 | 0 | 0 | 0 | 0 | 0 | 0 | 0 | 0 | 0 | 0 | 0 | 0 | 0 | 0 | 0 | 0 | 0 | 0 | 0 | 0 | 0 | 0 | 0 | 0 | 0 | 0 | 0 | [7 empty] | 0 | 0 | 0 | 0 | 0 | 0 | 0 | 0 | 0 | 0 | 0 | 0 | 0 | 0 | 0 | 0 | 0 | 0 | 0 | 0 | 0 | 0 | 0 | 0 | 0 | 0 | 0 | 0 | 0 | 0 | 0 | 0 | 0 | 0 | 0 | 0 | 0 | 0 | 0 | 0 | 0 | 0 | 0 | 0 | 0 | 0 | 0 | 0 | 0 | 0 | 0 | 0 | 0 | 0 | 0 | 0 | 0 | 0 | 0 | [7 empty] | 0 | 0 | 0 | 0 | 0 | 0 | 0 | 0 | 0 | 0 | 0 | 0 | 0 | 0 | 0 | 0 | 0 | 0 | 0 | 0 | 0 | 0 | 0 | 0 | 0 | 0 | 0 | 0 | 0 | 0 | 0 | 0 | 0 | 0 | 0 | 0 | 0 | 0 | 0 | 0 | 0 | 0 | 0 | 0 | 0 | 0 | 0 | 0 | 0 | 0 | 0 | 0 | 0 | 0 | 0 | 0 | 0 | 0 | 0
CS-G34 | Royalton | 204898 | 204898: L61 P1 - P47 Russell Rd W | 616282 | 0 | 1PH | UG | Zone 3 | 106 | 179764 | 83.09% | 16.91% | 50% | 98% | 83.36% | 118.0067 | 107.9715 | 98.3784 | 89.2081 | 80.4417 | 72.0617 | 64.0509 | 56.3931 | 49.0727 | 42.0748 | 24.0205 | 21.9778 | 20.0251 | 18.1585 | 16.3741 | 14.6683 | 13.0377 | 11.4789 | 9.9888 | 8.5644 | 2478.1411 | 2267.4011 | 2065.9468 | 1873.3691 | 1689.2767 | 1513.2959 | 1345.0691 | 1184.2548 | 1030.5264 | 883.5716 | 93319.6168 | 85383.76 | 77797.5747 | 70545.6537 | 63613.2686 | 56986.3397 | 50651.4082 | 44595.6078 | 38806.6396 | 33272.7462 | 95797.7579 | 87651.1611 | 79863.5216 | 72419.0228 | 65302.5453 | 58499.6356 | 51996.4773 | 45779.8627 | 39837.166 | 34156.3177 | 2.3548 | 1.0812 | 0.98926 | 0.90137 | 0.81735 | 0.73703 | 0.66025 | 0.58685 | 0.51669 | 0.44962 | 0.3855 | 510.3302 | 466.932 | 425.446 | 385.7879 | 347.8773 | 311.6371 | 276.9937 | 243.8768 | 212.2191 | 181.9563 | 0 | 0 | 0 | 0 | 0 | 0 | 0 | 0 | 0 | 0 | 0 | 0 | 0 | 0 | 0 | 0 | 0 | 0 | 0 | 0 | 128.5045 | 129.5861 | 129.6159 | 128.5955 | 129.11 | 129.4528 | 129.1806 | 128.9203 | 129.7189 | 130.9202 | 131.1582 | 132.1648 | 132.5305 | 134.1593 | 136.2316 | 136.5639 | 135.4254 | 135.5395 | 135.2704 | 135.5969 | 134.2599 | 134.9928 | 136.3425 | 136.7366 | 136.7024 | 137.0717 | 138.2064 | 140.0221 | 140.8834 | 142.1116 | 141.8489 | 142.0636 | 142.1648 | 141.5811 | 141.1095 | 140.1709 | 140.2072 | 138.6063 | 138.6207 | 139.7581 | 139.4372 | 140.5336 | 141.0248 | 143.1693 | 143.3459 | 144.7809 | 146.6471 | 146.8737 | 148.253 | 147.6236 | 148.0521 | 148.7633 | 151.0321 | 153.0202 | 151.8612 | 151.9605 | 152.35 | 152.2203 | 151.9392 | 153.2968 | 153.2032 | 153.3155 | 154.3442 | 153.2191 | 152.3695 | 26.1573 | 26.3775 | 26.3836 | 26.1759 | 26.2806 | 26.3504 | 26.295 | 26.242 | 26.4045 | 26.6491 | 26.6975 | 26.9024 | 26.9768 | 27.3084 | 27.7302 | 27.7978 | 27.5661 | 27.5893 | 27.5345 | 27.601 | 27.3289 | 27.478 | 27.7528 | 27.833 | 27.826 | 27.9012 | 28.1322 | 28.5018 | 28.6771 | 28.9271 | 28.8736 | 28.9173 | 28.9379 | 28.8191 | 28.7231 | 28.5321 | 28.5395 | 28.2136 | 28.2165 | 28.448 | 28.3827 | 28.6059 | 28.7059 | 29.1424 | 29.1783 | 29.4704 | 29.8503 | 29.8964 | 30.1772 | 30.0491 | 30.1363 | 30.2811 | 30.7429 | 31.1476 | 30.9116 | 30.9319 | 31.0111 | 30.9847 | 30.9275 | 31.2038 | 31.1848 | 31.2077 | 31.4171 | 31.188 | 31.0151 | 118.0067 | 108.8802 | 99.2293 | 89.2712 | 80.8208 | 72.5935 | 64.3879 | 56.5756 | 49.5364 | 42.8658 | 42.9437 | 43.2733 | 43.393 | 43.9263 | 44.6048 | 44.7136 | 44.3409 | 44.3782 | 44.2901 | 44.397 | 43.9593 | 44.1992 | 44.6411 | 44.7702 | 44.759 | 44.8799 | 45.2514 | 45.8459 | 46.1279 | 46.53 | 46.444 | 46.5143 | 46.5475 | 46.3564 | 46.202 | 45.8946 | 45.9065 | 45.3824 | 45.3871 | 45.7595 | 45.6544 | 46.0134 | 46.1742 | 46.8764 | 46.9342 | 47.4041 | 48.0151 | 48.0893 | 48.5409 | 48.3348 | 48.4751 | 48.708 | 49.4508 | 50.1017 | 49.7223 | 49.7548 | 20.1748 | 17.4936 | 14.9193 | 12.6009 | 10.251 | 8.0179 | 5.9154 | 3.826 | 1.8595 | 24.0205 | 22.1628 | 20.1983 | 18.1713 | 16.4512 | 14.7765 | 13.1063 | 11.5161 | 10.0832 | 8.7254 | 8.7413 | 8.8084 | 8.8327 | 8.9413 | 9.0794 | 9.1015 | 9.0257 | 9.0333 | 9.0153 | 9.0371 | 8.948 | 8.9968 | 9.0868 | 9.1131 | 9.1108 | 9.1354 | 9.211 | 9.332 | 9.3894 | 9.4713 | 9.4538 | 9.4681 | 9.4748 | 9.4359 | 9.4045 | 9.3419 | 9.3444 | 9.2377 | 9.2386 | 9.3144 | 9.293 | 9.3661 | 9.3989 | 9.5418 | 9.5535 | 9.6492 | 9.7736 | 9.7887 | 9.8806 | 9.8386 | 9.8672 | 9.9146 | 10.0658 | 10.1983 | 10.1211 | 10.1277 | 4.1066 | 3.5608 | 3.0369 | 2.5649 | 2.0866 | 1.6321 | 1.2041 | 0.77879 | 0.37851 | 2762.9976 | 2605.396 | 2426.6966 | 2231.1964 | 2064.4306 | 1895.0732 | 1717.8432 | 1542.62 | 1380.4018 | 1220.7947 | 1249.9196 | 1287.2221 | 1319.1814 | 1364.7726 | 1416.3422 | 1451.0323 | 1470.592 | 1504.2121 | 1534.2521 | 1571.7899 | 1590.531 | 1634.3957 | 1687.0528 | 1729.1527 | 1766.7511 | 1810.4974 | 1865.6458 | 1931.7399 | 1986.382 | 2047.7799 | 2088.9621 | 2138.1513 | 2186.7467 | 2225.6794 | 2267.068 | 2301.5319 | 2352.7758 | 2377.0806 | 2429.6294 | 2503.4556 | 2552.6571 | 2629.328 | 2696.5662 | 2797.7969 | 2862.8767 | 2955.1502 | 3059.0913 | 3131.2231 | 3230.1621 | 3287.2113 | 3369.2805 | 3459.9471 | 3589.9938 | 3717.2696 | 3770.2755 | 3855.7412 | 1597.8396 | 1415.967 | 1234.1679 | 1065.3178 | 885.7164 | 708.008 | 533.8415 | 352.8788 | 175.2816 | 104046.4881 | 98111.666 | 91382.3647 | 84020.3928 | 77740.4757 | 71362.9691 | 64689.0002 | 58090.6033 | 51981.9325 | 45971.5927 | 47068.3535 | 48473.0576 | 49676.5507 | 51393.3824 | 53335.3466 | 54641.6727 | 55378.2364 | 56644.2722 | 57775.4903 | 59189.0558 | 59894.7921 | 61546.6083 | 63529.5238 | 65114.8843 | 66530.7279 | 68178.0903 | 70254.8184 | 72743.7312 | 74801.3936 | 77113.4588 | 78664.2613 | 80516.5837 | 82346.5476 | 83812.6415 | 85371.2162 | 86669.0269 | 88598.7225 | 89513.9711 | 91492.8069 | 94272.8866 | 96125.6716 | 99012.878 | 101544.8736 | 105356.9296 | 107807.6467 | 111282.3991 | 115196.5196 | 117912.7917 | 121638.5492 | 123786.8554 | 126877.3446 | 130291.5883 | 135188.7688 | 139981.6088 | 141977.6567 | 145196.0449 | 60170.0115 | 53321.2176 | 46475.1871 | 40116.7834 | 33353.5159 | 26661.5323 | 20102.9236 | 13288.3921 | 6600.5957 | [7 empty] | 0 | 0 | 0 | 0 | 0 | 0 | 0 | 0 | 0 | 0 | 0 | 0 | 0 | 0 | 0 | 0 | 0 | 0 | 0 | 0 | 0 | 0 | 0 | 0 | 0 | 0 | 0 | 0 | 0 | 0 | 0 | 0 | 0 | 0 | 0 | 0 | 0 | 0 | 0 | 0 | 0 | 0 | 0 | 0 | 0 | 0 | 0 | 0 | 0 | 0 | 0 | 0 | 0 | 0 | 0 | 0 | 0 | 0 | 0 | [7 empty] | 0 | 0 | 0 | 0 | 0 | 0 | 0 | 0 | 0 | 0 | 0 | 0 | 0 | 0 | 0 | 0 | 0 | 0 | 0 | 0 | 0 | 0 | 0 | 0 | 0 | 0 | 0 | 0 | 0 | 0 | 0 | 0 | 0 | 0 | 0 | 0 | 0 | 0 | 0 | 0 | 0 | 0 | 0 | 0 | 0 | 0 | 0 | 0 | 0 | 0 | 0 | 0 | 0 | 0 | 0 | 0 | 0 | 0 | 0 | [7 empty] | 0 | 0 | 0 | 0 | 0 | 0 | 0 | 0 | 0 | 0 | 0 | 0 | 0 | 0 | 0 | 0 | 0 | 0 | 0 | 0 | 0 | 0 | 0 | 0 | 0 | 0 | 0 | 0 | 0 | 0 | 0 | 0 | 0 | 0 | 0 | 0 | 0 | 0 | 0 | 0 | 0 | 0 | 0 | 0 | 0 | 0 | 0 | 0 | 0 | 0 | 0 | 0 | 0 | 0 | 0 | 0 | 0 | 0 | 0 | [7 empty] | 0 | 0 | 0 | 0 | 0 | 0 | 0 | 0 | 0 | 0 | 0 | 0 | 0 | 0 | 0 | 0 | 0 | 0 | 0 | 0 | 0 | 0 | 0 | 0 | 0 | 0 | 0 | 0 | 0 | 0 | 0 | 0 | 0 | 0 | 0 | 0 | 0 | 0 | 0 | 0 | 0 | 0 | 0 | 0 | 0 | 0 | 0 | 0 | 0 | 0 | 0 | 0 | 0 | 0 | 0 | 0 | 0 | 0 | 0
BV-G43 | Springfield | 204899 | 204899: L43 Brook Rd | 650740 | 0 | 1PH | UG | Zone 3 | 91 | 144198.3 | 87.31% | 12.69% | 50% | 98% | 83.36% | 99.5687 | 91.1014 | 83.0072 | 75.2697 | 67.8731 | 60.8024 | 54.0432 | 47.5819 | 41.4053 | 35.5008 | 14.474 | 13.2432 | 12.0665 | 10.9418 | 9.8665 | 8.8387 | 7.8561 | 6.9169 | 6.019 | 5.1607 | 2090.9425 | 1913.1297 | 1743.1518 | 1580.6634 | 1425.3347 | 1276.8501 | 1134.908 | 999.2203 | 869.5112 | 745.5174 | 56231.6567 | 51449.7428 | 46878.5307 | 42508.7363 | 38331.4849 | 34338.2925 | 30521.049 | 26872.0018 | 23383.7398 | 20049.1783 | 58322.5993 | 53362.8725 | 48621.6825 | 44089.3998 | 39756.8196 | 35615.1425 | 31655.957 | 27871.2221 | 24253.251 | 20794.6958 | 6.4616 | 1.0546 | 0.96494 | 0.8792 | 0.79725 | 0.71891 | 0.64401 | 0.57242 | 0.50398 | 0.43856 | 0.37602 | 497.7815 | 455.4504 | 414.9845 | 376.3016 | 339.3232 | 303.9741 | 270.1826 | 237.88 | 207.0007 | 177.4821 | 0 | 0 | 0 | 0 | 0 | 0 | 0 | 0 | 0 | 0 | 0 | 0 | 0 | 0 | 0 | 0 | 0 | 0 | 0 | 0 | 108.4262 | 109.5577 | 110.0978 | 109.1845 | 109.6475 | 109.3325 | 109.9301 | 109.8777 | 111.6189 | 113.3052 | 113.6678 | 114.6445 | 114.0087 | 114.4933 | 115.305 | 115.7613 | 115.635 | 116.2079 | 116.7133 | 116.1262 | 114.5822 | 114.3434 | 114.6524 | 115.2994 | 116.1388 | 117.3516 | 118.5733 | 120.1431 | 119.8497 | 119.8754 | 120.5393 | 121.3182 | 121.5117 | 121.5185 | 121.6254 | 120.4553 | 120.9408 | 119.3707 | 118.4255 | 119.4073 | 119.2727 | 118.6026 | 118.2786 | 119.6504 | 119.4819 | 120.2716 | 121.7698 | 121.0876 | 122.7479 | 122.9703 | 123.0909 | 125.0972 | 127.7658 | 128.6398 | 128.2795 | 129.0761 | 130.2425 | 129.7571 | 129.4976 | 129.3394 | 129.1531 | 129.7063 | 129.3808 | 127.8326 | 127.6485 | 15.7616 | 15.9261 | 16.0046 | 15.8719 | 15.9392 | 15.8934 | 15.9803 | 15.9726 | 16.2258 | 16.4709 | 16.5236 | 16.6656 | 16.5732 | 16.6436 | 16.7616 | 16.8279 | 16.8096 | 16.8928 | 16.9663 | 16.881 | 16.6565 | 16.6218 | 16.6667 | 16.7608 | 16.8828 | 17.0591 | 17.2367 | 17.4649 | 17.4222 | 17.426 | 17.5225 | 17.6357 | 17.6638 | 17.6648 | 17.6804 | 17.5103 | 17.5809 | 17.3526 | 17.2152 | 17.3579 | 17.3384 | 17.2409 | 17.1939 | 17.3933 | 17.3688 | 17.4836 | 17.7014 | 17.6022 | 17.8436 | 17.8759 | 17.8934 | 18.1851 | 18.573 | 18.7 | 18.6477 | 18.7635 | 18.933 | 18.8625 | 18.8247 | 18.8017 | 18.7747 | 18.8551 | 18.8078 | 18.5827 | 18.5559 | 99.5687 | 92.0521 | 84.2869 | 75.7961 | 68.6376 | 61.3106 | 54.7928 | 48.2189 | 42.6245 | 37.0983 | 37.217 | 37.5368 | 37.3286 | 37.4873 | 37.7531 | 37.9025 | 37.8611 | 38.0487 | 38.2142 | 38.0219 | 37.5164 | 37.4382 | 37.5394 | 37.7512 | 38.0261 | 38.4232 | 38.8232 | 39.3371 | 39.2411 | 39.2495 | 39.4669 | 39.7219 | 39.7853 | 39.7875 | 39.8225 | 39.4394 | 39.5983 | 39.0843 | 38.7748 | 39.0962 | 39.0522 | 38.8328 | 38.7267 | 39.1758 | 39.1207 | 39.3792 | 39.8698 | 39.6464 | 40.19 | 40.2628 | 40.3023 | 40.9592 | 41.833 | 42.1191 | 42.0012 | 42.262 | 17.2472 | 14.912 | 12.7157 | 10.6316 | 8.6418 | 6.7832 | 4.9586 | 3.1921 | 1.5578 | 14.474 | 13.3814 | 12.2526 | 11.0183 | 9.9777 | 8.9126 | 7.9651 | 7.0095 | 6.1962 | 5.3929 | 5.4101 | 5.4566 | 5.4264 | 5.4494 | 5.4881 | 5.5098 | 5.5038 | 5.531 | 5.5551 | 5.5272 | 5.4537 | 5.4423 | 5.457 | 5.4878 | 5.5278 | 5.5855 | 5.6436 | 5.7183 | 5.7044 | 5.7056 | 5.7372 | 5.7743 | 5.7835 | 5.7838 | 5.7889 | 5.7332 | 5.7563 | 5.6816 | 5.6366 | 5.6833 | 5.6769 | 5.645 | 5.6296 | 5.6949 | 5.6869 | 5.7245 | 5.7958 | 5.7633 | 5.8423 | 5.8529 | 5.8586 | 5.9541 | 6.0812 | 6.1227 | 6.1056 | 6.1435 | 2.5072 | 2.1677 | 1.8484 | 1.5455 | 1.2562 | 0.98606 | 0.72082 | 0.46402 | 0.22646 | 2331.2914 | 2202.7153 | 2061.2732 | 1894.4059 | 1753.2315 | 1600.5299 | 1461.8497 | 1314.762 | 1187.7914 | 1056.5395 | 1083.2392 | 1116.5824 | 1134.819 | 1164.7148 | 1198.7776 | 1229.9983 | 1255.6877 | 1289.6699 | 1323.7759 | 1346.0932 | 1357.4153 | 1384.3881 | 1418.6683 | 1458.0607 | 1500.986 | 1550.0275 | 1600.6188 | 1657.4894 | 1689.8176 | 1727.3641 | 1775.1438 | 1825.9197 | 1869.0665 | 1910.2929 | 1954.0356 | 1977.8126 | 2029.4716 | 2047.193 | 2075.6636 | 2138.9164 | 2183.5085 | 2219.007 | 2261.6311 | 2338.1941 | 2386.2683 | 2454.8849 | 2540.1459 | 2581.4853 | 2674.4535 | 2738.2428 | 2801.2288 | 2909.518 | 3036.96 | 3125.0048 | 3184.8097 | 3275.0876 | 1365.9764 | 1207.0126 | 1051.8795 | 898.8288 | 746.6751 | 598.9813 | 447.4988 | 294.4111 | 146.8432 | 62695.3539 | 59237.5582 | 55433.7598 | 50946.2038 | 47149.6043 | 43043.0047 | 39313.4807 | 35357.8579 | 31943.2402 | 28413.4862 | 29131.5213 | 30028.2188 | 30518.6558 | 31322.6413 | 32238.6924 | 33078.3088 | 33769.1734 | 34683.0559 | 35600.2659 | 36200.4449 | 36504.9296 | 37230.3096 | 38152.2045 | 39211.5835 | 40365.9742 | 41684.8456 | 43045.3964 | 44574.815 | 45444.2157 | 46453.9529 | 47738.8906 | 49104.4056 | 50264.7519 | 51373.4529 | 52549.8243 | 53189.2578 | 54578.5216 | 55055.103 | 55820.7609 | 57521.8167 | 58721.0312 | 59675.6926 | 60821.9795 | 62880.9871 | 64173.845 | 66019.149 | 68312.0696 | 69423.8106 | 71924.0022 | 73639.4847 | 75333.3659 | 78245.5842 | 81672.8769 | 84040.6637 | 85648.9962 | 88076.838 | 36735.164 | 32460.1542 | 28288.1643 | 24172.1774 | 20080.3128 | 16108.3877 | 12034.5723 | 7917.59 | 3949.0508 | [7 empty] | 0 | 0 | 0 | 0 | 0 | 0 | 0 | 0 | 0 | 0 | 0 | 0 | 0 | 0 | 0 | 0 | 0 | 0 | 0 | 0 | 0 | 0 | 0 | 0 | 0 | 0 | 0 | 0 | 0 | 0 | 0 | 0 | 0 | 0 | 0 | 0 | 0 | 0 | 0 | 0 | 0 | 0 | 0 | 0 | 0 | 0 | 0 | 0 | 0 | 0 | 0 | 0 | 0 | 0 | 0 | 0 | 0 | 0 | 0 | [7 empty] | 0 | 0 | 0 | 0 | 0 | 0 | 0 | 0 | 0 | 0 | 0 | 0 | 0 | 0 | 0 | 0 | 0 | 0 | 0 | 0 | 0 | 0 | 0 | 0 | 0 | 0 | 0 | 0 | 0 | 0 | 0 | 0 | 0 | 0 | 0 | 0 | 0 | 0 | 0 | 0 | 0 | 0 | 0 | 0 | 0 | 0 | 0 | 0 | 0 | 0 | 0 | 0 | 0 | 0 | 0 | 0 | 0 | 0 | 0 | [7 empty] | 0 | 0 | 0 | 0 | 0 | 0 | 0 | 0 | 0 | 0 | 0 | 0 | 0 | 0 | 0 | 0 | 0 | 0 | 0 | 0 | 0 | 0 | 0 | 0 | 0 | 0 | 0 | 0 | 0 | 0 | 0 | 0 | 0 | 0 | 0 | 0 | 0 | 0 | 0 | 0 | 0 | 0 | 0 | 0 | 0 | 0 | 0 | 0 | 0 | 0 | 0 | 0 | 0 | 0 | 0 | 0 | 0 | 0 | 0 | [7 empty] | 0 | 0 | 0 | 0 | 0 | 0 | 0 | 0 | 0 | 0 | 0 | 0 | 0 | 0 | 0 | 0 | 0 | 0 | 0 | 0 | 0 | 0 | 0 | 0 | 0 | 0 | 0 | 0 | 0 | 0 | 0 | 0 | 0 | 0 | 0 | 0 | 0 | 0 | 0 | 0 | 0 | 0 | 0 | 0 | 0 | 0 | 0 | 0 | 0 | 0 | 0 | 0 | 0 | 0 | 0 | 0 | 0 | 0 | 0
CH-G11 | Springfield | 204900 | 204900: L3135 Stage Rd | 513356 | 0 | 1PH | UG | Zone 3 | 76 | 289167.5 | 85.9% | 14.1% | 50% | 98% | 83.36% | 312.4006 | 285.8342 | 260.4384 | 236.1616 | 212.9544 | 190.7698 | 169.5628 | 149.2901 | 129.9107 | 111.3852 | 51.2843 | 46.9231 | 42.754 | 38.7687 | 34.959 | 31.3171 | 27.8357 | 24.5077 | 21.3264 | 18.2852 | 6560.4132 | 6002.5188 | 5469.2063 | 4959.3929 | 4472.0429 | 4006.1667 | 3560.818 | 3135.0923 | 2728.1251 | 2339.0898 | 199239.371 | 182296.1475 | 166099.4803 | 150616.4744 | 135815.6843 | 121667.05 | 108141.8361 | 95212.5733 | 82853.0026 | 71038.0222 | 205799.7842 | 188298.6663 | 171568.6867 | 155575.8673 | 140287.7272 | 125673.2166 | 111702.654 | 98347.6656 | 85581.1278 | 73377.112 | 20.331 | 4.7615 | 4.3566 | 3.9695 | 3.5995 | 3.2458 | 2.9076 | 2.5844 | 2.2754 | 1.9801 | 1.6977 | 2247.4281 | 2056.3079 | 1873.6088 | 1698.9599 | 1532.0064 | 1372.4092 | 1219.8443 | 1074.0017 | 934.5852 | 801.3118 | 0 | 0 | 0 | 0 | 0 | 0 | 0 | 0 | 0 | 0 | 0 | 0 | 0 | 0 | 0 | 0 | 0 | 0 | 0 | 0 | 340.1916 | 344.8259 | 346.427 | 343.6111 | 345.143 | 346.818 | 348.1263 | 348.6137 | 353.6069 | 355.9874 | 355.9952 | 359.4148 | 354.5248 | 355.2404 | 358.2227 | 358.992 | 356.3347 | 355.9765 | 356.1616 | 354.2509 | 351.2069 | 350.0838 | 351.8935 | 354.4704 | 355.3792 | 357.87 | 360.2669 | 363.0415 | 364.0369 | 363.3051 | 363.8563 | 365.2893 | 365.0507 | 364.7983 | 365.5251 | 364.8919 | 365.409 | 361.396 | 361.8277 | 363.365 | 363.6875 | 364.9494 | 366.9145 | 371.1125 | 370.0007 | 371.7268 | 373.8009 | 373.3149 | 377.2263 | 378.2458 | 379.5062 | 383.3124 | 388.7797 | 390.1365 | 389.87 | 392.5099 | 397.925 | 397.929 | 397.5295 | 399.4045 | 398.0501 | 400.8869 | 405.0772 | 401.2027 | 399.6227 | 55.8465 | 56.6073 | 56.8701 | 56.4078 | 56.6593 | 56.9343 | 57.1491 | 57.2291 | 58.0488 | 58.4395 | 58.4408 | 59.0022 | 58.1995 | 58.3169 | 58.8065 | 58.9328 | 58.4966 | 58.4378 | 58.4681 | 58.1545 | 57.6548 | 57.4704 | 57.7675 | 58.1905 | 58.3397 | 58.7486 | 59.1421 | 59.5976 | 59.761 | 59.6408 | 59.7313 | 59.9666 | 59.9274 | 59.886 | 60.0053 | 59.9013 | 59.9862 | 59.3274 | 59.3983 | 59.6507 | 59.7036 | 59.9108 | 60.2334 | 60.9225 | 60.74 | 61.0234 | 61.3639 | 61.2841 | 61.9262 | 62.0935 | 62.3004 | 62.9253 | 63.8228 | 64.0455 | 64.0018 | 64.4352 | 65.3241 | 65.3248 | 65.2592 | 65.567 | 65.3446 | 65.8103 | 66.4982 | 65.8622 | 65.6028 | 312.4006 | 289.728 | 265.212 | 238.5354 | 216.0539 | 194.4858 | 173.5177 | 152.9861 | 135.0337 | 116.5571 | 116.5596 | 117.6793 | 116.0782 | 116.3125 | 117.289 | 117.5408 | 116.6708 | 116.5535 | 116.6141 | 115.9885 | 114.9919 | 114.6242 | 115.2167 | 116.0604 | 116.358 | 117.1735 | 117.9583 | 118.8667 | 119.1927 | 118.953 | 119.1335 | 119.6027 | 119.5246 | 119.4419 | 119.6799 | 119.4726 | 119.6419 | 118.328 | 118.4693 | 118.9727 | 119.0783 | 119.4914 | 120.1348 | 121.5093 | 121.1453 | 121.7105 | 122.3896 | 122.2304 | 123.5111 | 123.8449 | 124.2576 | 125.5038 | 127.2939 | 127.7382 | 127.6509 | 128.5153 | 52.6948 | 45.7311 | 39.0344 | 32.8309 | 26.634 | 20.965 | 15.525 | 10.0184 | 4.8771 | 51.2843 | 47.5623 | 43.5377 | 39.1584 | 35.4678 | 31.9271 | 28.485 | 25.1145 | 22.1674 | 19.1342 | 19.1346 | 19.3184 | 19.0556 | 19.0941 | 19.2544 | 19.2957 | 19.1529 | 19.1336 | 19.1436 | 19.0409 | 18.8773 | 18.8169 | 18.9142 | 19.0527 | 19.1015 | 19.2354 | 19.3642 | 19.5134 | 19.5669 | 19.5276 | 19.5572 | 19.6342 | 19.6214 | 19.6078 | 19.6469 | 19.6128 | 19.6406 | 19.4249 | 19.4481 | 19.5308 | 19.5481 | 19.6159 | 19.7216 | 19.9472 | 19.8874 | 19.9802 | 20.0917 | 20.0656 | 20.2758 | 20.3306 | 20.3984 | 20.6029 | 20.8968 | 20.9697 | 20.9554 | 21.0973 | 8.6505 | 7.5073 | 6.408 | 5.3896 | 4.3723 | 3.4417 | 2.5486 | 1.6446 | 0.80063 | 7314.5174 | 6932.9043 | 6485.8774 | 5961.8269 | 5518.7352 | 5077.1045 | 4629.3814 | 4171.4015 | 3762.9037 | 3319.4832 | 3392.5863 | 3500.5284 | 3528.8665 | 3613.7815 | 3724.2897 | 3814.3978 | 3869.4597 | 3950.6126 | 4039.6252 | 4106.3488 | 4160.6274 | 4238.5637 | 4354.2047 | 4482.5838 | 4592.9463 | 4726.8898 | 4863.2377 | 5008.5075 | 5132.7293 | 5235.1038 | 5358.393 | 5497.8452 | 5615.1287 | 5734.6932 | 5872.5328 | 5991.3322 | 6131.8197 | 6197.8969 | 6341.8173 | 6508.874 | 6657.9733 | 6828.0581 | 7015.8509 | 7252.2364 | 7389.5809 | 7587.3841 | 7797.5725 | 7958.7569 | 8219.0733 | 8422.5933 | 8636.575 | 8915.1025 | 9241.1923 | 9477.4595 | 9679.3474 | 9959.2758 | 4173.4177 | 3701.5724 | 3229.0421 | 2775.6143 | 2301.2543 | 1851.2878 | 1401.0699 | 924.0097 | 459.7146 | 222141.4697 | 210551.9038 | 196975.7218 | 181060.3396 | 167603.6699 | 154191.3705 | 140594.047 | 126685.221 | 114279.1693 | 100812.5134 | 103032.6487 | 106310.8448 | 107171.4723 | 109750.335 | 113106.463 | 115843.0414 | 117515.268 | 119979.8758 | 122683.1839 | 124709.5762 | 126358.0123 | 128724.9359 | 132236.944 | 136135.8094 | 139487.5135 | 143555.3704 | 147696.2472 | 152108.0836 | 155880.6917 | 158989.7983 | 162734.0845 | 166969.2417 | 170531.1353 | 174162.3022 | 178348.4825 | 181956.4115 | 186223.01 | 188229.7706 | 192600.6243 | 197674.1277 | 202202.2647 | 207367.73 | 213070.9861 | 220250.0002 | 224421.1443 | 230428.4166 | 236811.8252 | 241706.9873 | 249612.7801 | 255793.6703 | 262292.2848 | 270751.1462 | 280654.4775 | 287829.8969 | 293961.2198 | 302462.6301 | 126746.4534 | 112416.5391 | 98065.8213 | 84295.2468 | 69888.9605 | 56223.504 | 42550.4124 | 28062.1206 | 13961.5068 | [7 empty] | 0 | 0 | 0 | 0 | 0 | 0 | 0 | 0 | 0 | 0 | 0 | 0 | 0 | 0 | 0 | 0 | 0 | 0 | 0 | 0 | 0 | 0 | 0 | 0 | 0 | 0 | 0 | 0 | 0 | 0 | 0 | 0 | 0 | 0 | 0 | 0 | 0 | 0 | 0 | 0 | 0 | 0 | 0 | 0 | 0 | 0 | 0 | 0 | 0 | 0 | 0 | 0 | 0 | 0 | 0 | 0 | 0 | 0 | 0 | [7 empty] | 0 | 0 | 0 | 0 | 0 | 0 | 0 | 0 | 0 | 0 | 0 | 0 | 0 | 0 | 0 | 0 | 0 | 0 | 0 | 0 | 0 | 0 | 0 | 0 | 0 | 0 | 0 | 0 | 0 | 0 | 0 | 0 | 0 | 0 | 0 | 0 | 0 | 0 | 0 | 0 | 0 | 0 | 0 | 0 | 0 | 0 | 0 | 0 | 0 | 0 | 0 | 0 | 0 | 0 | 0 | 0 | 0 | 0 | 0 | [7 empty] | 0 | 0 | 0 | 0 | 0 | 0 | 0 | 0 | 0 | 0 | 0 | 0 | 0 | 0 | 0 | 0 | 0 | 0 | 0 | 0 | 0 | 0 | 0 | 0 | 0 | 0 | 0 | 0 | 0 | 0 | 0 | 0 | 0 | 0 | 0 | 0 | 0 | 0 | 0 | 0 | 0 | 0 | 0 | 0 | 0 | 0 | 0 | 0 | 0 | 0 | 0 | 0 | 0 | 0 | 0 | 0 | 0 | 0 | 0 | [7 empty] | 0 | 0 | 0 | 0 | 0 | 0 | 0 | 0 | 0 | 0 | 0 | 0 | 0 | 0 | 0 | 0 | 0 | 0 | 0 | 0 | 0 | 0 | 0 | 0 | 0 | 0 | 0 | 0 | 0 | 0 | 0 | 0 | 0 | 0 | 0 | 0 | 0 | 0 | 0 | 0 | 0 | 0 | 0 | 0 | 0 | 0 | 0 | 0 | 0 | 0 | 0 | 0 | 0 | 0 | 0 | 0 | 0 | 0 | 0
BV-G44 | Springfield | 204901 | 204901: L434 P3 | 776981 | 489712 | 1PH | OH | Zone 3 | 113 | 225949.2 | 85.77% | 14.23% | 50% | 90% | 80.33% | 315.8949 | 292.3614 | 269.8649 | 248.3596 | 227.8019 | 208.15 | 189.364 | 171.4057 | 154.2388 | 137.8282 | 52.4172 | 48.5122 | 44.7793 | 41.2109 | 37.7997 | 34.5388 | 31.4216 | 28.4418 | 25.5932 | 22.8702 | 6633.793 | 6139.5899 | 5667.1626 | 5215.5514 | 4783.8392 | 4371.1492 | 3976.6433 | 3599.5202 | 3239.014 | 2894.3924 | 203640.8844 | 188470.0841 | 173967.7432 | 160104.4078 | 146851.9218 | 134183.37 | 122073.0228 | 110496.2845 | 99429.6431 | 88850.6227 | 210274.6774 | 194609.6741 | 179634.9058 | 165319.9591 | 151635.761 | 138554.5192 | 126049.6661 | 114095.8047 | 102668.6571 | 91745.0151 | 11.6708 | 3.0283 | 2.8027 | 2.5871 | 2.3809 | 2.1838 | 1.9954 | 1.8153 | 1.6432 | 1.4786 | 1.3213 | 1429.3766 | 1322.8911 | 1221.0977 | 1123.7895 | 1030.7689 | 941.847 | 856.8433 | 775.5849 | 697.907 | 623.6518 | 0 | 0 | 0 | 0 | 0 | 0 | 0 | 0 | 0 | 0 | 0 | 0 | 0 | 0 | 0 | 0 | 0 | 0 | 0 | 0 | 340.5131 | 345.0568 | 346.3254 | 341.7952 | 342.512 | 343.6613 | 344.401 | 344.261 | 349.2454 | 351.8045 | 351.8723 | 355.2247 | 351.3186 | 352.0581 | 355.4693 | 358.4901 | 355.9063 | 355.8835 | 356.0539 | 355.2696 | 352.3985 | 352.5889 | 355.0737 | 356.9958 | 358.5641 | 361.6132 | 363.0503 | 367.4509 | 368.7219 | 369.552 | 369.6641 | 372.9757 | 372.0349 | 370.7546 | 370.2691 | 369.778 | 369.8307 | 364.4402 | 365.2587 | 366.3763 | 365.4966 | 367.2627 | 368.2691 | 372.6815 | 372.3841 | 377.3358 | 380.0962 | 379.2762 | 383.9549 | 382.6913 | 383.9771 | 388.6228 | 393.5272 | 395.2158 | 393.9502 | 395.8513 | 398.746 | 396.8593 | 396.4158 | 398.5827 | 398.4535 | 400.603 | 403.9992 | 401.1769 | 398.1132 | 56.5022 | 57.2561 | 57.4666 | 56.7149 | 56.8339 | 57.0246 | 57.1473 | 57.1241 | 57.9511 | 58.3758 | 58.387 | 58.9433 | 58.2952 | 58.4179 | 58.9839 | 59.4851 | 59.0564 | 59.0526 | 59.0809 | 58.9508 | 58.4743 | 58.5059 | 58.9183 | 59.2372 | 59.4974 | 60.0034 | 60.2418 | 60.972 | 61.1829 | 61.3207 | 61.3393 | 61.8888 | 61.7327 | 61.5202 | 61.4397 | 61.3582 | 61.3669 | 60.4725 | 60.6083 | 60.7937 | 60.6477 | 60.9408 | 61.1078 | 61.84 | 61.7906 | 62.6123 | 63.0703 | 62.9342 | 63.7106 | 63.5009 | 63.7143 | 64.4851 | 65.2989 | 65.5791 | 65.3691 | 65.6846 | 66.1649 | 65.8518 | 65.7782 | 66.1378 | 66.1164 | 66.473 | 67.0366 | 66.5683 | 66.0599 | 315.8949 | 296.2626 | 274.4713 | 249.2947 | 229.1391 | 210.0744 | 191.5261 | 173.2923 | 158.1941 | 142.3986 | 142.426 | 143.783 | 142.2019 | 142.5012 | 143.882 | 145.1047 | 144.0589 | 144.0496 | 144.1186 | 143.8011 | 142.639 | 142.7161 | 143.7219 | 144.4999 | 145.1346 | 146.3688 | 146.9505 | 148.7317 | 149.2462 | 149.5822 | 149.6275 | 150.968 | 150.5872 | 150.0689 | 149.8724 | 149.6737 | 149.695 | 147.5131 | 147.8444 | 148.2968 | 147.9407 | 148.6555 | 149.0629 | 150.8489 | 150.7285 | 152.7328 | 153.8501 | 75.998 | 66.7676 | 56.86 | 47.759 | 39.3466 | 31.1407 | 22.9196 | 14.8852 | 7.31 | 0 | 0 | 0 | 0 | 0 | 0 | 0 | 0 | 0 | 52.4172 | 49.1596 | 45.5437 | 41.3661 | 38.0216 | 34.8582 | 31.7804 | 28.7548 | 26.2495 | 23.6285 | 23.6331 | 23.8583 | 23.5959 | 23.6456 | 23.8747 | 24.0776 | 23.904 | 23.9025 | 23.9139 | 23.8613 | 23.6684 | 23.6812 | 23.8481 | 23.9772 | 24.0825 | 24.2873 | 24.3839 | 24.6794 | 24.7648 | 24.8205 | 24.8281 | 25.0505 | 24.9873 | 24.9013 | 24.8687 | 24.8357 | 24.8393 | 24.4772 | 24.5322 | 24.6072 | 24.5482 | 24.6668 | 24.7344 | 25.0307 | 25.0108 | 25.3433 | 25.5287 | 12.6105 | 11.0789 | 9.4349 | 7.9248 | 6.5289 | 5.1673 | 3.8031 | 2.4699 | 1.213 | 0 | 0 | 0 | 0 | 0 | 0 | 0 | 0 | 0 | 7396.3319 | 7089.2699 | 6712.3175 | 6230.7377 | 5852.9739 | 5484.05 | 5109.8366 | 4725.0821 | 4408.302 | 4055.435 | 4145.454 | 4277.0179 | 4323.0471 | 4427.4535 | 4568.7007 | 4708.8917 | 4777.801 | 4882.5993 | 4992.4058 | 5091.0004 | 5160.9545 | 5277.345 | 5431.4567 | 5580.9973 | 5728.8348 | 5904.6572 | 6058.5426 | 6266.8831 | 6426.907 | 6583.0875 | 6729.9549 | 6939.6305 | 7074.4125 | 7205.1681 | 7354.0389 | 7505.8608 | 7672.082 | 7726.5829 | 7914.3038 | 8113.1661 | 8271.7469 | 8494.574 | 8705.2443 | 9003.3564 | 9194.0867 | 9521.3023 | 9801.9579 | 4948.4389 | 4443.067 | 3867.0059 | 3319.5061 | 2794.9699 | 2260.7305 | 1700.5061 | 1128.6934 | 566.49 | 0 | 0 | 0 | 0 | 0 | 0 | 0 | 0 | 0 | 227048.9268 | 217622.8901 | 206051.3917 | 191268.092 | 179671.6877 | 168346.6449 | 156859.2281 | 145048.2244 | 135323.8668 | 124491.7321 | 127255.0885 | 131293.7741 | 132706.7553 | 135911.7698 | 140247.7058 | 144551.2195 | 146666.5646 | 149883.6087 | 153254.3942 | 156281.004 | 158428.4198 | 162001.3171 | 166732.1612 | 171322.6844 | 175860.9279 | 181258.2355 | 185982.1348 | 192377.6678 | 197290.0004 | 202084.3537 | 206592.8143 | 213029.3318 | 217166.8039 | 221180.674 | 225750.6352 | 230411.1898 | 235513.7656 | 237186.8059 | 242949.369 | 249053.9451 | 253921.9822 | 260762.2153 | 267229.2696 | 276380.5655 | 282235.5108 | 292280.2117 | 300895.64 | 151904.7212 | 136391.0645 | 118707.4267 | 101900.5501 | 85798.5996 | 69398.7833 | 52201.2927 | 34648.0704 | 17389.8285 | 0 | 0 | 0 | 0 | 0 | 0 | 0 | 0 | 0 | [7 empty] | 0 | 0 | 0 | 0 | 0 | 0 | 0 | 0 | 0 | 0 | 0 | 0 | 0 | 0 | 0 | 0 | 0 | 0 | 0 | 0 | 0 | 0 | 0 | 0 | 0 | 0 | 0 | 0 | 0 | 0 | 0 | 0 | 0 | 0 | 0 | 0 | 0 | 0 | 0 | 0 | 0 | 0 | 0 | 0 | 0 | 0 | 0 | 0 | 0 | 0 | 0 | 0 | 0 | 0 | 0 | 0 | 0 | 0 | 0 | [7 empty] | 0 | 0 | 0 | 0 | 0 | 0 | 0 | 0 | 0 | 0 | 0 | 0 | 0 | 0 | 0 | 0 | 0 | 0 | 0 | 0 | 0 | 0 | 0 | 0 | 0 | 0 | 0 | 0 | 0 | 0 | 0 | 0 | 0 | 0 | 0 | 0 | 0 | 0 | 0 | 0 | 0 | 0 | 0 | 0 | 0 | 0 | 0 | 0 | 0 | 0 | 0 | 0 | 0 | 0 | 0 | 0 | 0 | 0 | 0 | [7 empty] | 0 | 0 | 0 | 0 | 0 | 0 | 0 | 0 | 0 | 0 | 0 | 0 | 0 | 0 | 0 | 0 | 0 | 0 | 0 | 0 | 0 | 0 | 0 | 0 | 0 | 0 | 0 | 0 | 0 | 0 | 0 | 0 | 0 | 0 | 0 | 0 | 0 | 0 | 0 | 0 | 0 | 0 | 0 | 0 | 0 | 0 | 0 | 0 | 0 | 0 | 0 | 0 | 0 | 0 | 0 | 0 | 0 | 0 | 0 | [7 empty] | 0 | 0 | 0 | 0 | 0 | 0 | 0 | 0 | 0 | 0 | 0 | 0 | 0 | 0 | 0 | 0 | 0 | 0 | 0 | 0 | 0 | 0 | 0 | 0 | 0 | 0 | 0 | 0 | 0 | 0 | 0 | 0 | 0 | 0 | 0 | 0 | 0 | 0 | 0 | 0 | 0 | 0 | 0 | 0 | 0 | 0 | 0 | 0 | 0 | 0 | 0 | 0 | 0 | 0 | 0 | 0 | 0 | 0 | 0
SB-G91 | Rutland | 204902 | 204902: L88 Rt100A, Spacer and CI | 532550 | 0 | 1PH | OH | Zone 3 | 135 | 151021.8 | 79.88% | 20.12% | 50% | 90% | 80.33% | 310.2657 | 287.1516 | 265.0559 | 243.9339 | 223.7425 | 204.4408 | 185.9895 | 168.3513 | 151.4903 | 135.3721 | 78.1386 | 72.3174 | 66.7528 | 61.4333 | 56.3482 | 51.4872 | 46.8404 | 42.3983 | 38.1519 | 34.0927 | 6515.5802 | 6030.1837 | 5566.1749 | 5122.6114 | 4698.5922 | 4293.2563 | 3905.7804 | 3535.3775 | 3181.2954 | 2842.815 | 303568.3644 | 280953.1855 | 259334.4819 | 238668.3467 | 218912.8074 | 200027.7413 | 181974.7933 | 164717.2985 | 148220.2075 | 132450.015 | 310083.9446 | 286983.3693 | 264900.6569 | 243790.958 | 223611.3996 | 204320.9976 | 185880.5737 | 168252.676 | 151401.5029 | 135292.83 | 3.8994 | 1.8088 | 1.674 | 1.5452 | 1.4221 | 1.3044 | 1.1918 | 1.0843 | 0.98144 | 0.88315 | 0.78918 | 853.7354 | 790.134 | 729.335 | 671.2149 | 615.6558 | 562.5447 | 511.7738 | 463.24 | 416.8446 | 372.4936 | 0 | 0 | 0 | 0 | 0 | 0 | 0 | 0 | 0 | 0 | 0 | 0 | 0 | 0 | 0 | 0 | 0 | 0 | 0 | 0 | 334.4452 | 339.1022 | 339.1683 | 334.272 | 334.8524 | 336.001 | 336.8732 | 336.5075 | 340.591 | 345.3393 | 346.4772 | 349.7738 | 347.313 | 352.2924 | 357.4522 | 358.3692 | 356.5733 | 355.9359 | 355.3379 | 355.0976 | 350.9231 | 350.5049 | 348.9968 | 349.1044 | 349.5601 | 350.0516 | 353.503 | 357.4682 | 357.7366 | 359.2183 | 359.9248 | 362.3186 | 361.3335 | 361.0722 | 361.478 | 358.7079 | 358.7581 | 352.8852 | 351.8636 | 354.2861 | 353.52 | 355.762 | 357.8328 | 362.8023 | 365.311 | 370.5485 | 374.4829 | 373.4978 | 376.5317 | 377.0669 | 378.2937 | 380.9394 | 384.3055 | 385.4616 | 383.1396 | 382.32 | 384.426 | 383.1018 | 382.9759 | 388.874 | 388.3652 | 391.4854 | 395.5048 | 392.6827 | 390.3532 | 84.228 | 85.4009 | 85.4175 | 84.1844 | 84.3306 | 84.6198 | 84.8395 | 84.7474 | 85.7758 | 86.9716 | 87.2582 | 88.0885 | 87.4687 | 88.7227 | 90.0222 | 90.2531 | 89.8009 | 89.6403 | 89.4897 | 89.4292 | 88.3779 | 88.2726 | 87.8928 | 87.9199 | 88.0346 | 88.1584 | 89.0276 | 90.0262 | 90.0938 | 90.467 | 90.6449 | 91.2478 | 90.9997 | 90.9339 | 91.0361 | 90.3384 | 90.3511 | 88.872 | 88.6148 | 89.2248 | 89.0319 | 89.5965 | 90.1181 | 91.3696 | 92.0014 | 93.3204 | 94.3113 | 94.0632 | 94.8273 | 94.962 | 95.271 | 95.9373 | 96.7851 | 97.0762 | 96.4914 | 96.285 | 96.8154 | 96.4819 | 96.4502 | 97.9356 | 97.8075 | 98.5933 | 99.6055 | 98.8948 | 98.3081 | 310.2657 | 291.15 | 268.7991 | 243.8075 | 224.0149 | 205.3918 | 187.3398 | 169.3894 | 154.274 | 139.7817 | 140.2423 | 141.5766 | 140.5806 | 142.5961 | 144.6846 | 145.0557 | 144.3288 | 144.0708 | 143.8288 | 143.7315 | 142.0418 | 141.8726 | 141.2621 | 141.3057 | 141.4901 | 141.6891 | 143.0861 | 144.6911 | 144.7997 | 145.3995 | 145.6854 | 146.6543 | 146.2556 | 146.1498 | 146.3141 | 145.1928 | 145.2131 | 142.836 | 142.4225 | 143.403 | 143.093 | 144.0004 | 144.8386 | 146.8501 | 147.8655 | 149.9855 | 151.578 | 74.8402 | 65.4768 | 56.0244 | 47.0521 | 38.5687 | 30.411 | 22.3539 | 14.4767 | 7.0602 | 0 | 0 | 0 | 0 | 0 | 0 | 0 | 0 | 0 | 78.1386 | 73.3244 | 67.6954 | 61.4015 | 56.4168 | 51.7267 | 47.1804 | 42.6597 | 38.853 | 35.2032 | 35.3192 | 35.6552 | 35.4044 | 35.912 | 36.438 | 36.5314 | 36.3484 | 36.2834 | 36.2224 | 36.1979 | 35.7724 | 35.7298 | 35.576 | 35.587 | 35.6334 | 35.6835 | 36.0354 | 36.4396 | 36.4669 | 36.618 | 36.69 | 36.934 | 36.8336 | 36.807 | 36.8483 | 36.5659 | 36.5711 | 35.9724 | 35.8683 | 36.1152 | 36.0371 | 36.2657 | 36.4767 | 36.9833 | 37.2391 | 37.773 | 38.174 | 18.8481 | 16.4899 | 14.1094 | 11.8498 | 9.7133 | 7.6588 | 5.6297 | 3.6459 | 1.7781 | 0 | 0 | 0 | 0 | 0 | 0 | 0 | 0 | 0 | 7264.5309 | 6966.9312 | 6573.6011 | 6093.5952 | 5722.0842 | 5361.8082 | 4998.1483 | 4618.6635 | 4299.0624 | 3980.9075 | 4081.8937 | 4211.3875 | 4273.7574 | 4430.3999 | 4594.186 | 4707.3026 | 4786.7551 | 4883.3189 | 4982.3662 | 5088.5354 | 5139.3463 | 5246.1532 | 5338.4999 | 5457.6279 | 5584.9778 | 5715.8723 | 5899.2179 | 6096.6273 | 6235.4316 | 6399.0063 | 6552.646 | 6741.3429 | 6870.9207 | 7017.0035 | 7179.4363 | 7281.1553 | 7442.382 | 7481.6033 | 7624.063 | 7845.4353 | 8000.6984 | 8228.5691 | 8458.5479 | 8764.6913 | 9019.4525 | 9350.0392 | 9657.2002 | 4873.0479 | 4357.1673 | 3810.1727 | 3270.3735 | 2739.7108 | 2207.754 | 1658.5365 | 1097.7205 | 547.1258 | 0 | 0 | 0 | 0 | 0 | 0 | 0 | 0 | 0 | 338462.8364 | 324597.3247 | 306271.6245 | 283907.6013 | 266598.4752 | 249812.8025 | 232869.4718 | 215188.8354 | 200298.2544 | 185475.0536 | 190180.116 | 196213.3788 | 199119.2652 | 206417.4195 | 214048.4028 | 219318.6351 | 223020.4187 | 227519.438 | 232134.1659 | 237080.7086 | 239448.0489 | 244424.3012 | 248726.844 | 254277.1517 | 260210.5327 | 266309.0554 | 274851.3393 | 284048.8663 | 290515.9203 | 298137.0554 | 305295.3027 | 314086.9101 | 320124.086 | 326930.2519 | 334498.1826 | 339237.3883 | 346749.1259 | 348576.4925 | 355213.8534 | 365527.8436 | 372761.7263 | 383378.485 | 394093.461 | 408357.0352 | 420226.6494 | 435629.0669 | 449940.0512 | 227040.9002 | 203005.4283 | 177520.3206 | 152370.4561 | 127646.2729 | 102861.7939 | 77273.1208 | 51144.0584 | 25491.2185 | 0 | 0 | 0 | 0 | 0 | 0 | 0 | 0 | 0 | [7 empty] | 0 | 0 | 0 | 0 | 0 | 0 | 0 | 0 | 0 | 0 | 0 | 0 | 0 | 0 | 0 | 0 | 0 | 0 | 0 | 0 | 0 | 0 | 0 | 0 | 0 | 0 | 0 | 0 | 0 | 0 | 0 | 0 | 0 | 0 | 0 | 0 | 0 | 0 | 0 | 0 | 0 | 0 | 0 | 0 | 0 | 0 | 0 | 0 | 0 | 0 | 0 | 0 | 0 | 0 | 0 | 0 | 0 | 0 | 0 | [7 empty] | 0 | 0 | 0 | 0 | 0 | 0 | 0 | 0 | 0 | 0 | 0 | 0 | 0 | 0 | 0 | 0 | 0 | 0 | 0 | 0 | 0 | 0 | 0 | 0 | 0 | 0 | 0 | 0 | 0 | 0 | 0 | 0 | 0 | 0 | 0 | 0 | 0 | 0 | 0 | 0 | 0 | 0 | 0 | 0 | 0 | 0 | 0 | 0 | 0 | 0 | 0 | 0 | 0 | 0 | 0 | 0 | 0 | 0 | 0 | [7 empty] | 0 | 0 | 0 | 0 | 0 | 0 | 0 | 0 | 0 | 0 | 0 | 0 | 0 | 0 | 0 | 0 | 0 | 0 | 0 | 0 | 0 | 0 | 0 | 0 | 0 | 0 | 0 | 0 | 0 | 0 | 0 | 0 | 0 | 0 | 0 | 0 | 0 | 0 | 0 | 0 | 0 | 0 | 0 | 0 | 0 | 0 | 0 | 0 | 0 | 0 | 0 | 0 | 0 | 0 | 0 | 0 | 0 | 0 | 0 | [7 empty] | 0 | 0 | 0 | 0 | 0 | 0 | 0 | 0 | 0 | 0 | 0 | 0 | 0 | 0 | 0 | 0 | 0 | 0 | 0 | 0 | 0 | 0 | 0 | 0 | 0 | 0 | 0 | 0 | 0 | 0 | 0 | 0 | 0 | 0 | 0 | 0 | 0 | 0 | 0 | 0 | 0 | 0 | 0 | 0 | 0 | 0 | 0 | 0 | 0 | 0 | 0 | 0 | 0 | 0 | 0 | 0 | 0 | 0 | 0
CS-G34 | Royalton | 205188 | 205188: L.6 P .251X - P166 | 616175 | 0 | 3PH | OH | Zone 1 | 871 | 207331.4 | 83.09% | 16.91% | 100% | 90% | 80.33% | 1177.8705 | 1090.1217 | 1006.2394 | 926.0531 | 849.3999 | 776.1243 | 706.0773 | 639.1168 | 575.1067 | 513.9171 | 239.7578 | 221.8964 | 204.8219 | 188.4999 | 172.897 | 157.9816 | 143.7234 | 130.0935 | 117.0641 | 104.6088 | 24735.281 | 22892.5567 | 21131.0269 | 19447.1141 | 17837.3982 | 16298.61 | 14827.6243 | 13421.4534 | 12077.2416 | 10792.2587 | 931459.0436 | 862067.3832 | 795733.2742 | 732321.994 | 671704.7564 | 613758.4494 | 558365.386 | 505413.0646 | 454793.9406 | 406405.2082 | 956194.3246 | 884959.9399 | 816864.3011 | 751769.1081 | 689542.1546 | 630057.0594 | 573193.0103 | 518834.518 | 466871.1822 | 417197.4669 | 1.3614 | 0.65325 | 0.60459 | 0.55806 | 0.51359 | 0.47108 | 0.43044 | 0.39159 | 0.35446 | 0.31896 | 0.28502 | 308.3348 | 285.3645 | 263.4064 | 242.4158 | 222.35 | 203.1684 | 184.832 | 167.3036 | 150.5475 | 134.5297 | 483.8364 | 946.3539 | 1388.4918 | 1811.1482 | 2215.1814 | 2601.4119 | 2970.6243 | 3323.5684 | 3660.9609 | 3983.4872 | 18219.8776 | 35636.9468 | 52286.581 | 68202.5952 | 83417.3143 | 97961.6389 | 111865.1082 | 125155.9595 | 137861.1863 | 150006.5925 | 1269.6639 | 1280.3502 | 1280.6452 | 1270.5626 | 1275.6461 | 1279.0336 | 1276.3443 | 1273.7724 | 1281.662 | 1293.5319 | 1295.8827 | 1305.8287 | 1309.4422 | 1325.535 | 1346.0098 | 1349.2928 | 1338.0441 | 1339.1722 | 1336.5129 | 1339.7385 | 1326.5292 | 1333.7701 | 1347.1053 | 1350.9999 | 1350.6612 | 1354.31 | 1365.5213 | 1383.4614 | 1391.9712 | 1404.1059 | 1401.5102 | 1403.6319 | 1404.6314 | 1398.8644 | 1394.2051 | 1384.9313 | 1385.2905 | 1369.4726 | 1369.6152 | 1380.8532 | 1377.6827 | 1388.5151 | 1393.3686 | 1414.5563 | 1416.3018 | 1430.4801 | 1448.918 | 1451.1572 | 1464.785 | 1458.5667 | 1462.8 | 1469.8274 | 1492.2435 | 1511.8864 | 1500.4353 | 1501.4165 | 1505.265 | 1503.9828 | 1501.2061 | 1514.6189 | 1513.6944 | 1514.8042 | 1524.968 | 1513.8512 | 1505.4572 | 258.4425 | 260.6177 | 260.6778 | 258.6254 | 259.6602 | 260.3497 | 259.8023 | 259.2788 | 260.8848 | 263.3009 | 263.7794 | 265.8039 | 266.5395 | 269.8152 | 273.9829 | 274.6511 | 272.3614 | 272.5911 | 272.0498 | 272.7063 | 270.0175 | 271.4914 | 274.2059 | 274.9986 | 274.9297 | 275.6724 | 277.9545 | 281.6062 | 283.3384 | 285.8084 | 285.2801 | 285.712 | 285.9154 | 284.7415 | 283.7931 | 281.9054 | 281.9785 | 278.7588 | 278.7878 | 281.0753 | 280.43 | 282.6349 | 283.6229 | 287.9356 | 288.2909 | 291.177 | 294.93 | 295.3858 | 298.1598 | 296.894 | 297.7557 | 299.1862 | 303.749 | 307.7474 | 305.4165 | 305.6162 | 306.3996 | 306.1386 | 305.5734 | 308.3036 | 308.1154 | 308.3413 | 310.4102 | 308.1473 | 306.4387 | 1177.8705 | 1099.2969 | 1014.9423 | 926.7085 | 853.402 | 781.8518 | 709.7924 | 641.1849 | 580.5414 | 523.578 | 524.5296 | 528.5554 | 530.018 | 536.5318 | 544.8193 | 546.1482 | 541.5951 | 542.0517 | 540.9753 | 542.2809 | 536.9342 | 539.8651 | 545.2627 | 546.8391 | 546.7021 | 548.179 | 552.7169 | 559.9785 | 563.423 | 568.3346 | 567.284 | 568.1428 | 568.5474 | 566.2131 | 564.3271 | 560.5734 | 560.7188 | 554.3162 | 554.374 | 558.9228 | 557.6394 | 562.024 | 563.9886 | 572.5646 | 573.2711 | 579.01 | 586.4731 | 290.7778 | 254.7181 | 216.713 | 181.9427 | 148.8147 | 118.0846 | 87.6782 | 56.6931 | 27.7261 | 0 | 0 | 0 | 0 | 0 | 0 | 0 | 0 | 0 | 239.7578 | 223.764 | 206.5935 | 188.6333 | 173.7116 | 159.1474 | 144.4796 | 130.5144 | 118.1703 | 106.5753 | 106.769 | 107.5885 | 107.8862 | 109.2121 | 110.899 | 111.1695 | 110.2427 | 110.3357 | 110.1166 | 110.3823 | 109.294 | 109.8906 | 110.9893 | 111.3102 | 111.2822 | 111.5829 | 112.5066 | 113.9847 | 114.6858 | 115.6856 | 115.4717 | 115.6466 | 115.7289 | 115.2538 | 114.8699 | 114.1058 | 114.1354 | 112.8321 | 112.8439 | 113.7698 | 113.5086 | 114.4011 | 114.801 | 116.5466 | 116.6904 | 117.8586 | 119.3777 | 59.1884 | 51.8484 | 44.1123 | 37.0348 | 30.2915 | 24.0364 | 17.8471 | 11.54 | 5.6437 | 0 | 0 | 0 | 0 | 0 | 0 | 0 | 0 | 0 | 27578.5435 | 26305.0828 | 24820.8664 | 23161.656 | 21798.7199 | 20410.4564 | 18936.9698 | 17482.8949 | 16177.6017 | 14911.2226 | 15266.965 | 15722.591 | 16112.9528 | 16669.8198 | 17299.7101 | 17723.4265 | 17962.3363 | 18372.9843 | 18739.9031 | 19198.4035 | 19427.3142 | 19963.0929 | 20606.266 | 21120.4893 | 21579.7286 | 22114.0626 | 22787.6646 | 23594.9616 | 24262.3795 | 25012.3148 | 25515.3289 | 26116.1433 | 26709.7054 | 27185.2437 | 27690.7788 | 28111.7332 | 28737.6441 | 29034.5117 | 29676.3616 | 30578.1008 | 31179.0652 | 32115.5517 | 32936.823 | 34173.2913 | 34968.1993 | 36095.2607 | 37364.8343 | 18933.3334 | 16950.2667 | 14738.4756 | 12645.9988 | 10570.9791 | 8572.6238 | 6505.2366 | 4298.847 | 2148.6286 | 0 | 0 | 0 | 0 | 0 | 0 | 0 | 0 | 0 | 1038528.0777 | 990573.2331 | 934681.9418 | 872200.8847 | 820876.6578 | 768598.6761 | 713111.4387 | 658355.189 | 609201.6263 | 561513.4571 | 574909.6852 | 592067.2427 | 606767.1367 | 627737.1332 | 651456.9776 | 667412.9116 | 676409.5637 | 691873.3765 | 705690.4784 | 722956.2722 | 731576.3875 | 751752.2608 | 775972.2993 | 795336.459 | 812630.079 | 832751.5519 | 858117.451 | 888517.9202 | 913650.9442 | 941891.334 | 960833.3907 | 983458.3183 | 1005810.1503 | 1023717.5451 | 1042754.533 | 1058606.4572 | 1082176.4489 | 1093355.6215 | 1117525.8297 | 1151482.7158 | 1174113.294 | 1209378.6644 | 1240305.3632 | 1286867.1768 | 1316801.1109 | 1359242.9785 | 1407051.4438 | 712974.5014 | 638297.9527 | 555008.3077 | 476211.6883 | 398072.4573 | 322820.1852 | 244968.3712 | 161882.1273 | 80911.1313 | 0 | 0 | 0 | 0 | 0 | 0 | 0 | 0 | 0 | [7 empty] | 340.5048 | 380.9607 | 419.634 | 456.6032 | 456.6032 | 456.6032 | 456.6032 | 456.6032 | 456.6032 | 456.6032 | 456.6032 | 456.6032 | 456.6032 | 456.6032 | 456.6032 | 456.6032 | 456.6032 | 456.6032 | 456.6032 | 456.6032 | 456.6032 | 456.6032 | 456.6032 | 456.6032 | 456.6032 | 456.6032 | 456.6032 | 456.6032 | 456.6032 | 456.6032 | 456.6032 | 456.6032 | 456.6032 | 456.6032 | 456.6032 | 456.6032 | 456.6032 | 456.6032 | 456.6032 | 456.6032 | 456.6032 | 401.1439 | 348.1283 | 297.4487 | 249.0022 | 202.6903 | 158.419 | 116.0984 | 75.6425 | 36.9693 | 0 | 0 | 0 | 0 | 0 | 0 | 0 | 0 | 0 | [7 empty] | 340.5048 | 380.9607 | 419.634 | 456.6032 | 456.6032 | 456.6032 | 456.6032 | 456.6032 | 456.6032 | 456.6032 | 456.6032 | 456.6032 | 456.6032 | 456.6032 | 456.6032 | 456.6032 | 456.6032 | 456.6032 | 456.6032 | 456.6032 | 456.6032 | 456.6032 | 456.6032 | 456.6032 | 456.6032 | 456.6032 | 456.6032 | 456.6032 | 456.6032 | 456.6032 | 456.6032 | 456.6032 | 456.6032 | 456.6032 | 456.6032 | 456.6032 | 456.6032 | 456.6032 | 456.6032 | 456.6032 | 456.6032 | 401.1439 | 348.1283 | 297.4487 | 249.0022 | 202.6903 | 158.419 | 116.0984 | 75.6425 | 36.9693 | 0 | 0 | 0 | 0 | 0 | 0 | 0 | 0 | 0 | [7 empty] | 340.5048 | 380.9607 | 419.634 | 456.6032 | 456.6032 | 456.6032 | 456.6032 | 456.6032 | 456.6032 | 456.6032 | 456.6032 | 456.6032 | 456.6032 | 456.6032 | 456.6032 | 456.6032 | 456.6032 | 456.6032 | 456.6032 | 456.6032 | 456.6032 | 456.6032 | 456.6032 | 456.6032 | 456.6032 | 456.6032 | 456.6032 | 456.6032 | 456.6032 | 456.6032 | 456.6032 | 456.6032 | 456.6032 | 456.6032 | 456.6032 | 456.6032 | 456.6032 | 456.6032 | 456.6032 | 456.6032 | 456.6032 | 401.1439 | 348.1283 | 297.4487 | 249.0022 | 202.6903 | 158.419 | 116.0984 | 75.6425 | 36.9693 | 0 | 0 | 0 | 0 | 0 | 0 | 0 | 0 | 0 | [7 empty] | 340.5048 | 380.9607 | 419.634 | 456.6032 | 456.6032 | 456.6032 | 456.6032 | 456.6032 | 456.6032 | 456.6032 | 456.6032 | 456.6032 | 456.6032 | 456.6032 | 456.6032 | 456.6032 | 456.6032 | 456.6032 | 456.6032 | 456.6032 | 456.6032 | 456.6032 | 456.6032 | 456.6032 | 456.6032 | 456.6032 | 456.6032 | 456.6032 | 456.6032 | 456.6032 | 456.6032 | 456.6032 | 456.6032 | 456.6032 | 456.6032 | 456.6032 | 456.6032 | 456.6032 | 456.6032 | 456.6032 | 456.6032 | 401.1439 | 348.1283 | 297.4487 | 249.0022 | 202.6903 | 158.419 | 116.0984 | 75.6425 | 36.9693 | 0 | 0 | 0 | 0 | 0 | 0 | 0 | 0 | 0
CS-G34 | Royalton | 205534 | 205534: L6 P126 to P66 | 615615 | 617660 | 3PH | OH | Zone 1 | 244 | 140039.5 | 83.09% | 16.91% | 100% | 90% | 80.33% | 329.966 | 305.3843 | 281.8857 | 259.4224 | 237.949 | 217.4217 | 197.7989 | 179.0408 | 161.1091 | 143.9676 | 67.1652 | 62.1616 | 57.3784 | 52.8059 | 48.435 | 44.2566 | 40.2624 | 36.4441 | 32.7941 | 29.3049 | 6929.2865 | 6413.0698 | 5919.5988 | 5447.8712 | 4996.929 | 4565.8563 | 4153.7776 | 3759.8561 | 3383.2916 | 3023.3193 | 260936.8618 | 241497.6366 | 222914.9471 | 205151.0523 | 188169.8743 | 171936.925 | 156419.2356 | 141585.2902 | 127404.9616 | 113849.4498 | 267866.1483 | 247910.7065 | 228834.5459 | 210598.9235 | 193166.8033 | 176502.7813 | 160573.0132 | 145345.1463 | 130788.2531 | 116872.7692 | 1.3614 | 0.183 | 0.16937 | 0.15633 | 0.14388 | 0.13197 | 0.12058 | 0.1097 | 0.099297 | 0.089352 | 0.079845 | 86.3762 | 79.9414 | 73.7901 | 67.9098 | 62.2886 | 56.9152 | 51.7784 | 46.8681 | 42.174 | 37.6868 | 0 | 0 | 0 | 0 | 0 | 0 | 0 | 0 | 0 | 0 | 0 | 0 | 0 | 0 | 0 | 0 | 0 | 0 | 0 | 0 | 355.6808 | 358.6745 | 358.7571 | 355.9326 | 357.3567 | 358.3056 | 357.5522 | 356.8318 | 359.0419 | 362.3671 | 363.0257 | 365.8119 | 366.8242 | 371.3324 | 377.0682 | 377.9879 | 374.8367 | 375.1527 | 374.4078 | 375.3114 | 371.6109 | 373.6394 | 377.3751 | 378.4661 | 378.3712 | 379.3934 | 382.5341 | 387.5598 | 389.9437 | 393.3431 | 392.6159 | 393.2103 | 393.4903 | 391.8748 | 390.5695 | 387.9716 | 388.0722 | 383.641 | 383.6809 | 386.8291 | 385.941 | 388.9755 | 390.3352 | 396.2707 | 396.7596 | 400.7315 | 405.8967 | 406.524 | 410.3416 | 408.5996 | 409.7855 | 411.7542 | 418.0338 | 423.5365 | 420.3286 | 420.6035 | 421.6816 | 421.3224 | 420.5445 | 424.302 | 424.043 | 424.3539 | 427.2012 | 424.0869 | 421.7354 | 72.3995 | 73.0089 | 73.0257 | 72.4508 | 72.7406 | 72.9338 | 72.7804 | 72.6338 | 73.0837 | 73.7605 | 73.8946 | 74.4617 | 74.6678 | 75.5854 | 76.753 | 76.9402 | 76.2987 | 76.3631 | 76.2114 | 76.3953 | 75.6421 | 76.055 | 76.8154 | 77.0375 | 77.0182 | 77.2263 | 77.8655 | 78.8885 | 79.3738 | 80.0657 | 79.9177 | 80.0387 | 80.0957 | 79.7669 | 79.5012 | 78.9724 | 78.9928 | 78.0909 | 78.099 | 78.7398 | 78.559 | 79.1767 | 79.4535 | 80.6616 | 80.7612 | 81.5697 | 82.621 | 82.7487 | 83.5258 | 83.1712 | 83.4126 | 83.8134 | 85.0916 | 86.2117 | 85.5587 | 85.6146 | 85.8341 | 85.761 | 85.6026 | 86.3675 | 86.3148 | 86.378 | 86.9576 | 86.3237 | 85.8451 | 329.966 | 307.9546 | 284.3237 | 259.6061 | 239.0701 | 219.0262 | 198.8397 | 179.6201 | 162.6316 | 146.674 | 146.9405 | 148.0683 | 148.4781 | 150.3028 | 152.6245 | 152.9967 | 151.7212 | 151.8492 | 151.5476 | 151.9134 | 150.4156 | 151.2366 | 152.7487 | 153.1903 | 153.1519 | 153.5656 | 154.8369 | 156.8711 | 157.8361 | 159.212 | 158.9177 | 159.1583 | 159.2716 | 158.6177 | 158.0893 | 157.0378 | 157.0785 | 155.2849 | 155.3011 | 156.5754 | 156.2159 | 157.4442 | 157.9945 | 160.397 | 160.5949 | 162.2026 | 164.2933 | 81.4578 | 71.3562 | 60.7095 | 50.969 | 41.6886 | 33.08 | 24.562 | 15.8819 | 7.7671 | 0 | 0 | 0 | 0 | 0 | 0 | 0 | 0 | 0 | 67.1652 | 62.6847 | 57.8746 | 52.8433 | 48.6632 | 44.5832 | 40.4742 | 36.562 | 33.104 | 29.8558 | 29.91 | 30.1396 | 30.223 | 30.5944 | 31.067 | 31.1428 | 30.8831 | 30.9092 | 30.8478 | 30.9223 | 30.6174 | 30.7845 | 31.0923 | 31.1822 | 31.1744 | 31.2586 | 31.5173 | 31.9314 | 32.1278 | 32.4079 | 32.348 | 32.397 | 32.42 | 32.2869 | 32.1794 | 31.9653 | 31.9736 | 31.6085 | 31.6118 | 31.8712 | 31.798 | 32.0481 | 32.1601 | 32.6491 | 32.6894 | 33.0166 | 33.4422 | 16.5809 | 14.5247 | 12.3575 | 10.3748 | 8.4858 | 6.7335 | 4.9996 | 3.2328 | 1.581 | 0 | 0 | 0 | 0 | 0 | 0 | 0 | 0 | 0 | 7725.7918 | 7369.0473 | 6953.2622 | 6488.4547 | 6106.6448 | 5717.7398 | 5304.9605 | 4897.6192 | 4531.9573 | 4177.1967 | 4276.8536 | 4404.4916 | 4513.8467 | 4669.8462 | 4846.3022 | 4965.0012 | 5031.9289 | 5146.9669 | 5249.7547 | 5378.198 | 5442.3245 | 5592.4164 | 5772.5935 | 5916.6468 | 6045.2971 | 6194.9842 | 6383.6856 | 6609.84 | 6796.809 | 7006.8941 | 7147.8074 | 7316.1182 | 7482.3974 | 7615.6136 | 7757.2331 | 7875.1583 | 8050.4996 | 8133.6634 | 8313.4698 | 8566.081 | 8734.4339 | 8996.7791 | 9226.8482 | 9573.2297 | 9795.9135 | 10111.6459 | 10467.3015 | 5303.9418 | 4748.41 | 4128.8037 | 3542.6219 | 2961.3305 | 2401.5157 | 1822.3625 | 1204.2694 | 601.912 | 0 | 0 | 0 | 0 | 0 | 0 | 0 | 0 | 0 | 290930.9426 | 277496.9792 | 261839.7173 | 244336.4132 | 229958.5586 | 215313.5212 | 199769.4501 | 184430.1563 | 170660.3867 | 157301.1292 | 161053.9187 | 165860.3986 | 169978.3942 | 175852.8823 | 182497.7067 | 186967.5665 | 189487.8686 | 193819.8667 | 197690.5588 | 202527.3598 | 204942.1797 | 210594.204 | 217379.1516 | 222803.7842 | 227648.3803 | 233285.1649 | 240391.1114 | 248907.4311 | 255948.1405 | 263859.3404 | 269165.726 | 275503.8228 | 281765.4152 | 286781.9529 | 292114.9323 | 296555.6551 | 303158.5 | 306290.2085 | 313061.1968 | 322573.8033 | 328913.483 | 338792.6454 | 347456.3819 | 360500.1046 | 368885.7303 | 380775.3005 | 394168.2575 | 199731.0888 | 178811.3668 | 155478.7911 | 133404.8817 | 111515.1315 | 90434.1276 | 68624.8939 | 45349.2986 | 22666.2641 | 0 | 0 | 0 | 0 | 0 | 0 | 0 | 0 | 0
Note on CJ1: Andy Eiden: Taking Mitigation Scenario and scaling benefit by the % mitigated
Note on CT1: Andy Eiden: Taking Mitigation Scenario and scaling benefit by the % mitigated

## Mitigation Projects
[34 empty] | ssp370 | Total Feeder Outages - Pre-Mitigation - ssp370 - scaled by zone and weighted by customers downstream | [64 empty] | Total Res Outages - Pre-Mitigation - ssp370 - scaled by zone and weighted by customers downstream | [64 empty] | Total Non-Res Outages - Pre-Mitigation - ssp370 - scaled by zone and weighted by customers downstream | [64 empty] | Total Res Outages - Post-Mitigation - ssp370 - scaled by zone and weighted by customers downstream | [64 empty] | Total Non-Res Outages - Post-Mitigation - ssp370 - scaled by zone and weighted by customers downstream | [64 empty] | Total Res Customer Resilience Value (ICE value) - ssp370 - scaled by zone and weighted by customers downstream | [64 empty] | Total Non-Res Customer Resilience Value (ICE value) - ssp370 - scaled by zone and weighted by customers downstream | [64 empty] | Total ICE Value | [64 empty] | Feeder Backup Total Universe of Outages
FY2027 Projects - Cost Estimate Worksheet (Source: Provided by GMP) | [15 empty] | Percent of customers by class |  |  |  |  | Outages PRE mitigation |  | Outages Post Mitigation |  | Post Mitigation Consequences |  |  | Non-storm restoration costs |  |  |  | Feeder Backup Value |  |  | 2028 | 2029 | 2030 | 2031 | 2032 | 2033 | 2034 | 2035 | 2036 | 2037 | 2038 | 2039 | 2040 | 2041 | 2042 | 2043 | 2044 | 2045 | 2046 | 2047 | 2048 | 2049 | 2050 | 2051 | 2052 | 2053 | 2054 | 2055 | 2056 | 2057 | 2058 | 2059 | 2060 | 2061 | 2062 | 2063 | 2064 | 2065 | 2066 | 2067 | 2068 | 2069 | 2070 | 2071 | 2072 | 2073 | 2074 | 2075 | 2076 | 2077 | 2078 | 2079 | 2080 | 2081 | 2082 | 2083 | 2084 | 2085 | 2086 | 2087 | 2088 | 2089 | 2090 | 2091 | 2092 | 2028 | 2029 | 2030 | 2031 | 2032 | 2033 | 2034 | 2035 | 2036 | 2037 | 2038 | 2039 | 2040 | 2041 | 2042 | 2043 | 2044 | 2045 | 2046 | 2047 | 2048 | 2049 | 2050 | 2051 | 2052 | 2053 | 2054 | 2055 | 2056 | 2057 | 2058 | 2059 | 2060 | 2061 | 2062 | 2063 | 2064 | 2065 | 2066 | 2067 | 2068 | 2069 | 2070 | 2071 | 2072 | 2073 | 2074 | 2075 | 2076 | 2077 | 2078 | 2079 | 2080 | 2081 | 2082 | 2083 | 2084 | 2085 | 2086 | 2087 | 2088 | 2089 | 2090 | 2091 | 2092 | 2028 | 2029 | 2030 | 2031 | 2032 | 2033 | 2034 | 2035 | 2036 | 2037 | 2038 | 2039 | 2040 | 2041 | 2042 | 2043 | 2044 | 2045 | 2046 | 2047 | 2048 | 2049 | 2050 | 2051 | 2052 | 2053 | 2054 | 2055 | 2056 | 2057 | 2058 | 2059 | 2060 | 2061 | 2062 | 2063 | 2064 | 2065 | 2066 | 2067 | 2068 | 2069 | 2070 | 2071 | 2072 | 2073 | 2074 | 2075 | 2076 | 2077 | 2078 | 2079 | 2080 | 2081 | 2082 | 2083 | 2084 | 2085 | 2086 | 2087 | 2088 | 2089 | 2090 | 2091 | 2092 | 2028 | 2029 | 2030 | 2031 | 2032 | 2033 | 2034 | 2035 | 2036 | 2037 | 2038 | 2039 | 2040 | 2041 | 2042 | 2043 | 2044 | 2045 | 2046 | 2047 | 2048 | 2049 | 2050 | 2051 | 2052 | 2053 | 2054 | 2055 | 2056 | 2057 | 2058 | 2059 | 2060 | 2061 | 2062 | 2063 | 2064 | 2065 | 2066 | 2067 | 2068 | 2069 | 2070 | 2071 | 2072 | 2073 | 2074 | 2075 | 2076 | 2077 | 2078 | 2079 | 2080 | 2081 | 2082 | 2083 | 2084 | 2085 | 2086 | 2087 | 2088 | 2089 | 2090 | 2091 | 2092 | 2028 | 2029 | 2030 | 2031 | 2032 | 2033 | 2034 | 2035 | 2036 | 2037 | 2038 | 2039 | 2040 | 2041 | 2042 | 2043 | 2044 | 2045 | 2046 | 2047 | 2048 | 2049 | 2050 | 2051 | 2052 | 2053 | 2054 | 2055 | 2056 | 2057 | 2058 | 2059 | 2060 | 2061 | 2062 | 2063 | 2064 | 2065 | 2066 | 2067 | 2068 | 2069 | 2070 | 2071 | 2072 | 2073 | 2074 | 2075 | 2076 | 2077 | 2078 | 2079 | 2080 | 2081 | 2082 | 2083 | 2084 | 2085 | 2086 | 2087 | 2088 | 2089 | 2090 | 2091 | 2092 | 2028 | 2029 | 2030 | 2031 | 2032 | 2033 | 2034 | 2035 | 2036 | 2037 | 2038 | 2039 | 2040 | 2041 | 2042 | 2043 | 2044 | 2045 | 2046 | 2047 | 2048 | 2049 | 2050 | 2051 | 2052 | 2053 | 2054 | 2055 | 2056 | 2057 | 2058 | 2059 | 2060 | 2061 | 2062 | 2063 | 2064 | 2065 | 2066 | 2067 | 2068 | 2069 | 2070 | 2071 | 2072 | 2073 | 2074 | 2075 | 2076 | 2077 | 2078 | 2079 | 2080 | 2081 | 2082 | 2083 | 2084 | 2085 | 2086 | 2087 | 2088 | 2089 | 2090 | 2091 | 2092 | 2028 | 2029 | 2030 | 2031 | 2032 | 2033 | 2034 | 2035 | 2036 | 2037 | 2038 | 2039 | 2040 | 2041 | 2042 | 2043 | 2044 | 2045 | 2046 | 2047 | 2048 | 2049 | 2050 | 2051 | 2052 | 2053 | 2054 | 2055 | 2056 | 2057 | 2058 | 2059 | 2060 | 2061 | 2062 | 2063 | 2064 | 2065 | 2066 | 2067 | 2068 | 2069 | 2070 | 2071 | 2072 | 2073 | 2074 | 2075 | 2076 | 2077 | 2078 | 2079 | 2080 | 2081 | 2082 | 2083 | 2084 | 2085 | 2086 | 2087 | 2088 | 2089 | 2090 | 2091 | 2092 | 2028 | 2029 | 2030 | 2031 | 2032 | 2033 | 2034 | 2035 | 2036 | 2037 | 2038 | 2039 | 2040 | 2041 | 2042 | 2043 | 2044 | 2045 | 2046 | 2047 | 2048 | 2049 | 2050 | 2051 | 2052 | 2053 | 2054 | 2055 | 2056 | 2057 | 2058 | 2059 | 2060 | 2061 | 2062 | 2063 | 2064 | 2065 | 2066 | 2067 | 2068 | 2069 | 2070 | 2071 | 2072 | 2073 | 2074 | 2075 | 2076 | 2077 | 2078 | 2079 | 2080 | 2081 | 2082 | 2083 | 2084 | 2085 | 2086 | 2087 | 2088 | 2089 | 2090 | 2091 | 2092 | 2028 | 2029 | 2030 | 2031 | 2032 | 2033 | 2034 | 2035 | 2036 | 2037 | 2038 | 2039 | 2040 | 2041 | 2042 | 2043 | 2044 | 2045 | 2046 | 2047 | 2048 | 2049 | 2050 | 2051 | 2052 | 2053 | 2054 | 2055 | 2056 | 2057 | 2058 | 2059 | 2060 | 2061 | 2062 | 2063 | 2064 | 2065 | 2066 | 2067 | 2068 | 2069 | 2070 | 2071 | 2072 | 2073 | 2074 | 2075 | 2076 | 2077 | 2078 | 2079 | 2080 | 2081 | 2082 | 2083 | 2084 | 2085 | 2086 | 2087 | 2088 | 2089 | 2090 | 2091 | 2092
Circuit | District | Project | Name | Start Tag | Protective device | Phase | OH/UG | Distance | Zone | Customers on project | Construction Cost Estimate (fully loaded) | Feeder Backup? | Customers on feeder backup | Feeder Backed Up | Customers Backed Up on Other Feeder | RES % | NONRES % | Percent of Customers Impacted by Mitigation | Effectiveness Score | Applicability Score | RES | NONRES | RES | NONRES | RES | NONRES | Total | Number of non-storm Incidents (pre-mitigation) (per Zone) | Times the Downstream applicability factor and multi-project weighting | Restoration Cost - Pre | Restoration Cost - Post Mitigation | RES | NONRES | Total | 1 | 2 | 3 | 4 | 5 | 6 | 7 | 8 | 9 | 10 | 11 | 12 | 13 | 14 | 15 | 16 | 17 | 18 | 19 | 20 | 21 | 22 | 23 | 24 | 25 | 26 | 27 | 28 | 29 | 30 | 31 | 32 | 33 | 34 | 35 | 36 | 37 | 38 | 39 | 40 | 41 | 42 | 43 | 44 | 45 | 46 | 47 | 48 | 49 | 50 | 51 | 52 | 53 | 54 | 55 | 56 | 57 | 58 | 59 | 60 | 61 | 62 | 63 | 64 | 65 | 1 | 2 | 3 | 4 | 5 | 6 | 7 | 8 | 9 | 10 | 11 | 12 | 13 | 14 | 15 | 16 | 17 | 18 | 19 | 20 | 21 | 22 | 23 | 24 | 25 | 26 | 27 | 28 | 29 | 30 | 31 | 32 | 33 | 34 | 35 | 36 | 37 | 38 | 39 | 40 | 41 | 42 | 43 | 44 | 45 | 46 | 47 | 48 | 49 | 50 | 51 | 52 | 53 | 54 | 55 | 56 | 57 | 58 | 59 | 60 | 61 | 62 | 63 | 64 | 65 | 1 | 2 | 3 | 4 | 5 | 6 | 7 | 8 | 9 | 10 | 11 | 12 | 13 | 14 | 15 | 16 | 17 | 18 | 19 | 20 | 21 | 22 | 23 | 24 | 25 | 26 | 27 | 28 | 29 | 30 | 31 | 32 | 33 | 34 | 35 | 36 | 37 | 38 | 39 | 40 | 41 | 42 | 43 | 44 | 45 | 46 | 47 | 48 | 49 | 50 | 51 | 52 | 53 | 54 | 55 | 56 | 57 | 58 | 59 | 60 | 61 | 62 | 63 | 64 | 65 | 1 | 2 | 3 | 4 | 5 | 6 | 7 | 8 | 9 | 10 | 11 | 12 | 13 | 14 | 15 | 16 | 17 | 18 | 19 | 20 | 21 | 22 | 23 | 24 | 25 | 26 | 27 | 28 | 29 | 30 | 31 | 32 | 33 | 34 | 35 | 36 | 37 | 38 | 39 | 40 | 41 | 42 | 43 | 44 | 45 | 46 | 47 | 48 | 49 | 50 | 51 | 52 | 53 | 54 | 55 | 56 | 57 | 58 | 59 | 60 | 61 | 62 | 63 | 64 | 65 | 1 | 2 | 3 | 4 | 5 | 6 | 7 | 8 | 9 | 10 | 11 | 12 | 13 | 14 | 15 | 16 | 17 | 18 | 19 | 20 | 21 | 22 | 23 | 24 | 25 | 26 | 27 | 28 | 29 | 30 | 31 | 32 | 33 | 34 | 35 | 36 | 37 | 38 | 39 | 40 | 41 | 42 | 43 | 44 | 45 | 46 | 47 | 48 | 49 | 50 | 51 | 52 | 53 | 54 | 55 | 56 | 57 | 58 | 59 | 60 | 61 | 62 | 63 | 64 | 65 | 1 | 2 | 3 | 4 | 5 | 6 | 7 | 8 | 9 | 10 | 11 | 12 | 13 | 14 | 15 | 16 | 17 | 18 | 19 | 20 | 21 | 22 | 23 | 24 | 25 | 26 | 27 | 28 | 29 | 30 | 31 | 32 | 33 | 34 | 35 | 36 | 37 | 38 | 39 | 40 | 41 | 42 | 43 | 44 | 45 | 46 | 47 | 48 | 49 | 50 | 51 | 52 | 53 | 54 | 55 | 56 | 57 | 58 | 59 | 60 | 61 | 62 | 63 | 64 | 65 | 1 | 2 | 3 | 4 | 5 | 6 | 7 | 8 | 9 | 10 | 11 | 12 | 13 | 14 | 15 | 16 | 17 | 18 | 19 | 20 | 21 | 22 | 23 | 24 | 25 | 26 | 27 | 28 | 29 | 30 | 31 | 32 | 33 | 34 | 35 | 36 | 37 | 38 | 39 | 40 | 41 | 42 | 43 | 44 | 45 | 46 | 47 | 48 | 49 | 50 | 51 | 52 | 53 | 54 | 55 | 56 | 57 | 58 | 59 | 60 | 61 | 62 | 63 | 64 | 65 | 1 | 2 | 3 | 4 | 5 | 6 | 7 | 8 | 9 | 10 | 11 | 12 | 13 | 14 | 15 | 16 | 17 | 18 | 19 | 20 | 21 | 22 | 23 | 24 | 25 | 26 | 27 | 28 | 29 | 30 | 31 | 32 | 33 | 34 | 35 | 36 | 37 | 38 | 39 | 40 | 41 | 42 | 43 | 44 | 45 | 46 | 47 | 48 | 49 | 50 | 51 | 52 | 53 | 54 | 55 | 56 | 57 | 58 | 59 | 60 | 61 | 62 | 63 | 64 | 65 | 1 | 2 | 3 | 4 | 5 | 6 | 7 | 8 | 9 | 10 | 11 | 12 | 13 | 14 | 15 | 16 | 17 | 18 | 19 | 20 | 21 | 22 | 23 | 24 | 25 | 26 | 27 | 28 | 29 | 30 | 31 | 32 | 33 | 34 | 35 | 36 | 37 | 38 | 39 | 40 | 41 | 42 | 43 | 44 | 45 | 46 | 47 | 48 | 49 | 50 | 51 | 52 | 53 | 54 | 55 | 56 | 57 | 58 | 59 | 60 | 61 | 62 | 63 | 64 | 65
CV-G65 | Springfield | 175351 | 175351: Cavendish line 2 | 520170 | Sub Breaker | 3PH | OH | 1.2 | Zone 1 | 331 | 917484 | Main line feed backs up BV-G44 | 339 Customers on CV-G65 and 792 on BV-G44 | BV-G44 | 792 | 89.64% | 10.36% | 100% | 90% | 80.33% | 615.3151 | 71.076 | 170.4583 | 19.6899 | 3579.6243 | 76495.2718 | 80074.8961 | 3.2948 | 2.1639 | 1021.3432 | 282.9386 | 26897.7697 | 574795.5742 | 601693.3439 | 686.3911 | 694.1136 | 697.7595 | 693.3994 | 697.0374 | 697.3093 | 699.5074 | 700.1285 | 712.5487 | 722.0957 | 721.9607 | 730.5882 | 727.8037 | 732.3781 | 738.5031 | 740.4255 | 740.8133 | 742.209 | 741.563 | 736.2591 | 728.585 | 726.5233 | 728.8909 | 732.0906 | 734.3351 | 740.9083 | 748.3955 | 753.8121 | 755.4077 | 755.147 | 759.916 | 764.794 | 764.3629 | 766.2118 | 765.975 | 758.0741 | 756.6588 | 745.4083 | 744.7155 | 748.5617 | 749.3535 | 748.1154 | 747.9491 | 754.3419 | 750.8989 | 754.6052 | 766.012 | 765.3213 | 775.0514 | 776.2244 | 779.3728 | 788.6316 | 801.595 | 808.9192 | 812.0624 | 817.0043 | 829.4056 | 827.2121 | 825.1115 | 828.8389 | 826.1047 | 831.45 | 837.2664 | 828.4794 | 822.8466 | 615.3151 | 622.2379 | 625.5063 | 621.5977 | 624.859 | 625.1027 | 627.0732 | 627.63 | 638.7641 | 647.3225 | 647.2015 | 654.9356 | 652.4394 | 656.5401 | 662.0309 | 663.7542 | 664.1018 | 665.353 | 664.7739 | 660.0192 | 653.1398 | 651.2916 | 653.414 | 656.2824 | 658.2944 | 664.187 | 670.899 | 675.7546 | 677.185 | 676.9513 | 681.2265 | 685.5993 | 685.2129 | 686.8703 | 686.6581 | 679.5753 | 678.3065 | 668.221 | 667.6 | 671.0479 | 671.7577 | 670.6478 | 670.4988 | 676.2296 | 673.1431 | 676.4656 | 686.6912 | 686.0721 | 694.7946 | 695.8461 | 698.6685 | 706.9686 | 718.5896 | 725.1554 | 727.9731 | 732.4033 | 743.5204 | 741.554 | 739.671 | 743.0124 | 740.5613 | 745.3531 | 750.5672 | 742.6901 | 737.6406 | 71.076 | 71.8757 | 72.2532 | 71.8017 | 72.1784 | 72.2066 | 72.4342 | 72.4985 | 73.7846 | 74.7732 | 74.7592 | 75.6526 | 75.3643 | 75.838 | 76.4722 | 76.6713 | 76.7114 | 76.856 | 76.7891 | 76.2398 | 75.4452 | 75.2317 | 75.4769 | 75.8082 | 76.0406 | 76.7213 | 77.4966 | 78.0575 | 78.2227 | 78.1957 | 78.6895 | 79.1946 | 79.15 | 79.3415 | 79.3169 | 78.4988 | 78.3522 | 77.1872 | 77.1155 | 77.5138 | 77.5958 | 77.4676 | 77.4504 | 78.1123 | 77.7558 | 78.1396 | 79.3208 | 79.2493 | 80.2568 | 80.3783 | 80.7043 | 81.663 | 83.0054 | 83.7638 | 84.0893 | 84.601 | 85.8852 | 85.6581 | 85.4405 | 85.8265 | 85.5434 | 86.0969 | 86.6992 | 85.7893 | 85.206 | 170.4583 | 172.3761 | 173.2815 | 172.1987 | 173.1022 | 173.1697 | 173.7156 | 173.8698 | 176.9543 | 179.3252 | 179.2916 | 181.4342 | 180.7427 | 181.8787 | 183.3998 | 183.8772 | 183.9735 | 184.3201 | 184.1597 | 182.8425 | 180.9367 | 180.4247 | 181.0127 | 181.8073 | 182.3647 | 183.9971 | 185.8565 | 187.2016 | 187.5979 | 187.5331 | 188.7175 | 189.9289 | 189.8218 | 190.2809 | 190.2222 | 188.26 | 187.9086 | 185.1146 | 184.9426 | 185.8977 | 186.0944 | 185.7869 | 185.7456 | 187.3332 | 186.4782 | 187.3986 | 190.2313 | 0 | 0 | 0 | 0 | 0 | 0 | 0 | 0 | 0 | 0 | 0 | 0 | 0 | 0 | 0 | 0 | 0 | 0 | 19.6899 | 19.9114 | 20.016 | 19.8909 | 19.9953 | 20.0031 | 20.0662 | 20.084 | 20.4403 | 20.7141 | 20.7103 | 20.9577 | 20.8779 | 21.0091 | 21.1848 | 21.2399 | 21.2511 | 21.2911 | 21.2726 | 21.1204 | 20.9003 | 20.8411 | 20.9091 | 21.0008 | 21.0652 | 21.2538 | 21.4686 | 21.6239 | 21.6697 | 21.6622 | 21.799 | 21.939 | 21.9266 | 21.9796 | 21.9729 | 21.7462 | 21.7056 | 21.3829 | 21.363 | 21.4733 | 21.496 | 21.4605 | 21.4558 | 21.6391 | 21.5404 | 21.6467 | 21.9739 | 0 | 0 | 0 | 0 | 0 | 0 | 0 | 0 | 0 | 0 | 0 | 0 | 0 | 0 | 0 | 0 | 0 | 0 | 3991.0937 | 4124.7886 | 4237.6766 | 4303.8431 | 4421.605 | 4520.6426 | 4634.661 | 4740.8293 | 4931.0794 | 5107.085 | 5218.4652 | 5397.0043 | 5494.7165 | 5650.8953 | 5823.5142 | 5967.1238 | 6101.5945 | 6247.5782 | 6379.4676 | 6473.1837 | 6546.6392 | 6671.7323 | 6840.7307 | 7021.9171 | 7198.4008 | 7422.618 | 7662.5751 | 7887.8302 | 8078.4258 | 8253.302 | 8488.1436 | 8730.5679 | 8917.6114 | 9135.843 | 9333.9467 | 9440.8972 | 9630.583 | 9696.1115 | 9900.2168 | 10170.2774 | 10405.0177 | 10616.3587 | 10847.5067 | 11180.9067 | 11374.7316 | 11682.3537 | 12119.8444 | 0 | 0 | 0 | 0 | 0 | 0 | 0 | 0 | 0 | 0 | 0 | 0 | 0 | 0 | 0 | 0 | 0 | 0 | 85288.2241 | 88145.2348 | 90557.6115 | 91971.5637 | 94488.0941 | 96604.4902 | 99041.0229 | 101309.8008 | 105375.3757 | 109136.5527 | 111516.7076 | 115332.022 | 117420.0968 | 120757.582 | 124446.3843 | 127515.2687 | 130388.8588 | 133508.4786 | 136326.9063 | 138329.5853 | 139899.3031 | 142572.4966 | 146183.9319 | 150055.8197 | 153827.2108 | 158618.653 | 163746.4475 | 168560.0688 | 172633.0265 | 176370.0682 | 181388.5481 | 186569.0674 | 190566.1183 | 195229.6486 | 199463.0528 | 201748.5447 | 205802.0629 | 207202.3834 | 211564.038 | 217335.1354 | 222351.4501 | 226867.7315 | 231807.2809 | 238931.9173 | 243073.8842 | 249647.6574 | 258996.6749 | 0 | 0 | 0 | 0 | 0 | 0 | 0 | 0 | 0 | 0 | 0 | 0 | 0 | 0 | 0 | 0 | 0 | 0 | 89279.3178 | 92270.0234 | 94795.2882 | 96275.4068 | 98909.6991 | 101125.1327 | 103675.6839 | 106050.6301 | 110306.4551 | 114243.6377 | 116735.1728 | 120729.0263 | 122914.8133 | 126408.4773 | 130269.8985 | 133482.3925 | 136490.4533 | 139756.0568 | 142706.3739 | 144802.769 | 146445.9423 | 149244.2289 | 153024.6626 | 157077.7368 | 161025.6116 | 166041.2711 | 171409.0226 | 176447.899 | 180711.4523 | 184623.3702 | 189876.6918 | 195299.6354 | 199483.7298 | 204365.4916 | 208796.9995 | 211189.4419 | 215432.6459 | 216898.4949 | 221464.2547 | 227505.4128 | 232756.4678 | 237484.0902 | 242654.7876 | 250112.824 | 254448.6157 | 261330.0111 | 271116.5193 | 0 | 0 | 0 | 0 | 0 | 0 | 0 | 0 | 0 | 0 | 0 | 0 | 0 | 0 | 0 | 0 | 0 | 0 | 5184.6032 | 5253.785 | 5273.1008 | 5204.1235 | 5215.038 | 5232.5374 | 5243.7991 | 5241.6681 | 5317.56 | 5356.5235 | 5357.5566 | 5408.5998 | 5349.1263 | 5360.3851 | 5412.3241 | 5458.3187 | 5418.9776 | 5418.6298 | 5421.2244 | 5409.2835 | 5365.5685 | 5368.4672 | 5406.3013 | 5435.5668 | 5459.4442 | 5505.8696 | 5527.7515 | 5594.7546 | 5614.1054 | 5626.7456 | 5628.4512 | 5678.8736 | 5664.5491 | 5645.0551 | 5637.6628 | 5630.1865 | 5630.9882 | 5548.9135 | 5561.3766 | 5578.3924 | 5564.9983 | 5591.8885 | 5607.2119 | 5674.3948 | 5669.8662 | 5745.2598 | 5787.2902 | 5774.8044 | 5846.0414 | 5826.8016 | 5846.3789 | 5917.1142 | 5991.7874 | 6017.4977 | 5998.228 | 6027.174 | 6071.2482 | 6042.5217 | 6035.7688 | 6068.7627 | 6066.7948 | 6099.5237 | 6151.233 | 6108.2616 | 6061.6137
EL-G40 | White River Jct | 197817 | 197817: ELY-129 G40 Zone 1 LC | 620436 | 0 | 3PH | OH | 2.4 | Zone 2 | 1015 | 1782012 |  |  |  |  | 85.29% | 14.71% | 100% | 90% | 80.33% | 1110.0656 | 191.4349 | 307.517 | 53.0325 | 6457.858 | 206031.0816 | 212488.9396 | 11.0221 | 4.9284 | 2326.2005 | 644.418 |  |  |  | 1301.5005 | 1314.3562 | 1318.7322 | 1308.2317 | 1310.4619 | 1313.8824 | 1308.5533 | 1303.3661 | 1318.4701 | 1325.5947 | 1326.4527 | 1339.2856 | 1334.2798 | 1337.3158 | 1357.7984 | 1361.1898 | 1349.9843 | 1351.2748 | 1356.3916 | 1350.2648 | 1343.6046 | 1348.3319 | 1352.2797 | 1357.5609 | 1363.6337 | 1369.9433 | 1380.0201 | 1396.2185 | 1403.62 | 1408.5596 | 1409.2461 | 1405.0976 | 1409.4744 | 1411.3402 | 1409.3067 | 1403.1927 | 1397.7964 | 1381.6529 | 1384.2312 | 1394.5567 | 1387.8743 | 1394.3106 | 1403.1735 | 1418.5126 | 1418.1413 | 1432.1471 | 1444.4382 | 1448.6101 | 1463.002 | 1455.9791 | 1456.6773 | 1466.824 | 1489.2259 | 1501.018 | 1485.6677 | 1486.6812 | 1487.5495 | 1485.3804 | 1482.9015 | 1494.3127 | 1492.9258 | 1495.7424 | 1505.9465 | 1490.2766 | 1481.2577 | 1110.0656 | 1121.0304 | 1124.7627 | 1115.8067 | 1117.7088 | 1120.6262 | 1116.081 | 1111.6567 | 1124.5391 | 1130.6158 | 1131.3476 | 1142.2929 | 1138.0234 | 1140.6129 | 1158.0827 | 1160.9753 | 1151.418 | 1152.5187 | 1156.8829 | 1151.6572 | 1145.9767 | 1150.0086 | 1153.3758 | 1157.8802 | 1163.0597 | 1168.4413 | 1177.0359 | 1190.8518 | 1197.1646 | 1201.3776 | 1201.9631 | 1198.4248 | 1202.1579 | 1203.7492 | 1202.0148 | 1196.8001 | 1192.1975 | 1178.4285 | 1180.6276 | 1189.4344 | 1183.7348 | 1189.2245 | 1196.7837 | 1209.8666 | 1209.55 | 1221.4956 | 1231.9788 | 1235.5371 | 1247.8122 | 1241.8222 | 1242.4178 | 1251.072 | 1270.1788 | 1280.2364 | 1267.144 | 1268.0084 | 1268.7491 | 1266.899 | 1264.7847 | 1274.5175 | 1273.3346 | 1275.7369 | 1284.4401 | 1271.075 | 1263.3827 | 191.4349 | 193.3258 | 193.9695 | 192.425 | 192.753 | 193.2561 | 192.4723 | 191.7093 | 193.9309 | 194.9789 | 195.1051 | 196.9926 | 196.2564 | 196.7029 | 199.7157 | 200.2145 | 198.5663 | 198.7561 | 199.5087 | 198.6076 | 197.6279 | 198.3232 | 198.9039 | 199.6807 | 200.574 | 201.502 | 202.9842 | 205.3668 | 206.4555 | 207.182 | 207.283 | 206.6728 | 207.3166 | 207.591 | 207.2919 | 206.3926 | 205.5989 | 203.2244 | 203.6036 | 205.1224 | 204.1395 | 205.0862 | 206.3898 | 208.646 | 208.5914 | 210.6514 | 212.4593 | 213.073 | 215.1898 | 214.1568 | 214.2595 | 215.752 | 219.047 | 220.7815 | 218.5237 | 218.6727 | 218.8005 | 218.4814 | 218.1168 | 219.7953 | 219.5913 | 220.0055 | 221.5064 | 219.2016 | 217.875 | 307.517 | 310.5546 | 311.5885 | 309.1075 | 309.6344 | 310.4426 | 309.1835 | 307.9578 | 311.5266 | 313.21 | 313.4127 | 316.4449 | 315.2621 | 315.9794 | 320.819 | 321.6204 | 318.9727 | 319.2777 | 320.4867 | 319.039 | 317.4654 | 318.5823 | 319.5151 | 320.7629 | 322.1978 | 323.6886 | 326.0696 | 329.8969 | 331.6457 | 332.8128 | 332.9751 | 331.9948 | 333.029 | 333.4698 | 332.9894 | 331.5448 | 330.2697 | 326.4554 | 327.0646 | 329.5043 | 327.9253 | 329.4461 | 331.5402 | 335.1645 | 335.0768 | 338.3861 | 341.2902 | 0 | 0 | 0 | 0 | 0 | 0 | 0 | 0 | 0 | 0 | 0 | 0 | 0 | 0 | 0 | 0 | 0 | 0 | 53.0325 | 53.5563 | 53.7346 | 53.3067 | 53.3976 | 53.537 | 53.3198 | 53.1085 | 53.7239 | 54.0142 | 54.0492 | 54.5721 | 54.3681 | 54.4918 | 55.3264 | 55.4646 | 55.008 | 55.0606 | 55.2691 | 55.0195 | 54.7481 | 54.9407 | 55.1016 | 55.3168 | 55.5642 | 55.8213 | 56.2319 | 56.8919 | 57.1935 | 57.3948 | 57.4228 | 57.2537 | 57.4321 | 57.5081 | 57.4253 | 57.1761 | 56.9562 | 56.2984 | 56.4035 | 56.8242 | 56.5519 | 56.8142 | 57.1753 | 57.8004 | 57.7852 | 58.3559 | 58.8568 | 0 | 0 | 0 | 0 | 0 | 0 | 0 | 0 | 0 | 0 | 0 | 0 | 0 | 0 | 0 | 0 | 0 | 0 | 7200.1736 | 7431.2627 | 7620.036 | 7725.6673 | 7909.0914 | 8104.1897 | 8248.8883 | 8396.9449 | 8681.1263 | 8920.0532 | 9122.1948 | 9413.0783 | 9584.2093 | 9817.3496 | 10187.0036 | 10437.1221 | 10578.9283 | 10822.0003 | 11101.9649 | 11294.9574 | 11486.5085 | 11780.5139 | 12074.9369 | 12388.7802 | 12717.9712 | 13057.9088 | 13443.3449 | 13900.3654 | 14281.4818 | 14647.0387 | 14976.5698 | 15260.996 | 15645.3217 | 16010.6847 | 16339.3439 | 16626.3643 | 16926.7974 | 17099.3942 | 17508.1922 | 18026.8462 | 18335.1548 | 18825.4293 | 19361.8844 | 20004.1614 | 20438.9017 | 21094.8558 | 21743.9674 | 0 | 0 | 0 | 0 | 0 | 0 | 0 | 0 | 0 | 0 | 0 | 0 | 0 | 0 | 0 | 0 | 0 | 0 | 229713.8716 | 237086.5249 | 243109.1348 | 246479.1873 | 252331.1406 | 258555.5423 | 263171.9983 | 267895.5873 | 276962.0919 | 284584.7979 | 291033.912 | 300314.2389 | 305773.9926 | 313212.0856 | 325005.5015 | 332985.2683 | 337509.4443 | 345264.3969 | 354196.3699 | 360353.5875 | 366464.8222 | 375844.7511 | 385238.0046 | 395250.8391 | 405753.3301 | 416598.6749 | 428895.6043 | 443476.3577 | 455635.4688 | 467298.1748 | 477811.5131 | 486885.8265 | 499147.33 | 510803.848 | 521289.3686 | 530446.4496 | 540031.4473 | 545537.9649 | 558580.2306 | 575127.334 | 584963.5913 | 600605.2754 | 617720.3043 | 638211.4698 | 652081.3941 | 673008.9138 | 693718.1277 | 0 | 0 | 0 | 0 | 0 | 0 | 0 | 0 | 0 | 0 | 0 | 0 | 0 | 0 | 0 | 0 | 0 | 0 | 236914.0452 | 244517.7877 | 250729.1708 | 254204.8545 | 260240.232 | 266659.7319 | 271420.8866 | 276292.5323 | 285643.2182 | 293504.851 | 300156.1068 | 309727.3172 | 315358.2019 | 323029.4352 | 335192.505 | 343422.3904 | 348088.3727 | 356086.3972 | 365298.3349 | 371648.5449 | 377951.3307 | 387625.265 | 397312.9415 | 407639.6192 | 418471.3013 | 429656.5837 | 442338.9492 | 457376.7232 | 469916.9506 | 481945.2135 | 492788.0829 | 502146.8225 | 514792.6517 | 526814.5327 | 537628.7125 | 547072.8139 | 556958.2447 | 562637.3591 | 576088.4228 | 593154.1802 | 603298.7462 | 619430.7047 | 637082.1887 | 658215.6313 | 672520.2958 | 694103.7696 | 715462.0952 | 0 | 0 | 0 | 0 | 0 | 0 | 0 | 0 | 0 | 0 | 0 | 0 | 0 | 0 | 0 | 0 | 0 | 0
DM-G6 | Brattleboro | 199297 | 199297: L66 P15-1 to L62 P140 | 554333 | 554331 | 3PH | OH | 3.3 | Zone 2 | 254 | 2456234 |  |  |  |  | 89.45% | 10.55% | 100% | 90% | 80.33% | 762.7053 | 89.9921 | 211.2892 | 24.9302 | 4437.0736 | 96853.6457 | 101290.7193 | 56.6756 | 25.2555 | 11920.573 | 3302.3088 |  |  |  | 852.6974 | 863.2845 | 866.6422 | 864.7142 | 864.4243 | 872.1178 | 875.669 | 875.9633 | 888.3986 | 893.615 | 894.189 | 898.4002 | 886.1253 | 886.4877 | 892.6486 | 895.3186 | 888.6683 | 889.0786 | 889.0444 | 884.539 | 878.3761 | 873.3061 | 880.9191 | 888.2702 | 893.0305 | 896.4738 | 903.558 | 912.7911 | 914.9932 | 913.0203 | 911.2708 | 916.8383 | 916.5804 | 914.7387 | 912.64 | 909.5963 | 916.1877 | 902.7208 | 900.8838 | 908.6076 | 909.1683 | 920.1716 | 922.7556 | 936.9714 | 934.8991 | 943.3379 | 949.8648 | 944.9057 | 957.8185 | 959.9852 | 960.4972 | 968.6535 | 979.7861 | 983.4349 | 978.591 | 987.2131 | 998.7233 | 999.5123 | 997.3887 | 999.6792 | 994.405 | 1000.9156 | 1011.5547 | 1003.5714 | 1000.1769 | 762.7053 | 772.175 | 775.1784 | 773.4539 | 773.1946 | 780.0761 | 783.2525 | 783.5158 | 794.6386 | 799.3046 | 799.8179 | 803.5847 | 792.6053 | 792.9294 | 798.4401 | 800.8284 | 794.8799 | 795.2469 | 795.2163 | 791.1864 | 785.6739 | 781.139 | 787.9486 | 794.5239 | 798.7817 | 801.8617 | 808.1981 | 816.4568 | 818.4265 | 816.6618 | 815.097 | 820.0769 | 819.8462 | 818.1989 | 816.3217 | 813.5992 | 819.4949 | 807.4493 | 805.8062 | 812.7148 | 813.2163 | 823.0584 | 825.3697 | 838.0852 | 836.2316 | 843.7797 | 849.6178 | 845.1821 | 856.7321 | 858.6701 | 859.1281 | 866.4236 | 876.3813 | 879.645 | 875.3123 | 883.0245 | 893.3199 | 894.0256 | 892.1262 | 894.175 | 889.4574 | 895.2808 | 904.7971 | 897.6563 | 894.6201 | 89.9921 | 91.1094 | 91.4638 | 91.2603 | 91.2297 | 92.0417 | 92.4165 | 92.4475 | 93.7599 | 94.3105 | 94.371 | 94.8155 | 93.52 | 93.5583 | 94.2085 | 94.4903 | 93.7884 | 93.8317 | 93.8281 | 93.3526 | 92.7022 | 92.1671 | 92.9706 | 93.7464 | 94.2488 | 94.6122 | 95.3598 | 96.3343 | 96.5667 | 96.3585 | 96.1738 | 96.7614 | 96.7342 | 96.5398 | 96.3183 | 95.9971 | 96.6927 | 95.2715 | 95.0776 | 95.8928 | 95.9519 | 97.1132 | 97.3859 | 98.8862 | 98.6675 | 99.5581 | 100.247 | 99.7236 | 101.0864 | 101.3151 | 101.3691 | 102.2299 | 103.4048 | 103.7899 | 103.2787 | 104.1886 | 105.4034 | 105.4867 | 105.2626 | 105.5043 | 104.9477 | 105.6348 | 106.7576 | 105.9151 | 105.5568 | 211.2892 | 213.9126 | 214.7446 | 214.2669 | 214.195 | 216.1014 | 216.9813 | 217.0543 | 220.1356 | 221.4282 | 221.5704 | 222.6139 | 219.5723 | 219.6621 | 221.1887 | 221.8503 | 220.2024 | 220.3041 | 220.2956 | 219.1792 | 217.6521 | 216.3958 | 218.2823 | 220.1038 | 221.2833 | 222.1365 | 223.8919 | 226.1798 | 226.7254 | 226.2366 | 225.8031 | 227.1826 | 227.1187 | 226.6624 | 226.1423 | 225.3881 | 227.0214 | 223.6845 | 223.2293 | 225.1431 | 225.2821 | 228.0086 | 228.6489 | 232.1714 | 231.6579 | 233.7489 | 235.3662 | 0 | 0 | 0 | 0 | 0 | 0 | 0 | 0 | 0 | 0 | 0 | 0 | 0 | 0 | 0 | 0 | 0 | 0 | 24.9302 | 25.2397 | 25.3379 | 25.2815 | 25.273 | 25.4979 | 25.6018 | 25.6104 | 25.9739 | 26.1265 | 26.1432 | 26.2664 | 25.9075 | 25.9181 | 26.0982 | 26.1763 | 25.9818 | 25.9938 | 25.9928 | 25.8611 | 25.6809 | 25.5327 | 25.7553 | 25.9702 | 26.1094 | 26.21 | 26.4172 | 26.6871 | 26.7515 | 26.6938 | 26.6427 | 26.8054 | 26.7979 | 26.744 | 26.6827 | 26.5937 | 26.7864 | 26.3927 | 26.339 | 26.5648 | 26.5812 | 26.9029 | 26.9784 | 27.3941 | 27.3335 | 27.5802 | 27.771 | 0 | 0 | 0 | 0 | 0 | 0 | 0 | 0 | 0 | 0 | 0 | 0 | 0 | 0 | 0 | 0 | 0 | 0 | 4947.1048 | 5118.7153 | 5251.6745 | 5355.2711 | 5471.2519 | 5641.3857 | 5788.9725 | 5918.3187 | 6134.3871 | 6306.1556 | 6449.0305 | 6621.9496 | 6675.1654 | 6824.8091 | 7023.4294 | 7199.4151 | 7303.1494 | 7467.2643 | 7631.2506 | 7759.6148 | 7875.073 | 8001.8697 | 8249.2015 | 8501.0364 | 8734.6183 | 8961.2001 | 9230.7177 | 9530.1941 | 9763.3557 | 9956.6343 | 10156.1827 | 10443.0335 | 10669.7777 | 10882.6025 | 11096.5025 | 11302.8035 | 11635.1734 | 11716.3612 | 11949.7544 | 12317.3544 | 12596.1048 | 13029.0185 | 13353.0497 | 13857.0576 | 14130.5906 | 14571.8181 | 14995.4379 | 0 | 0 | 0 | 0 | 0 | 0 | 0 | 0 | 0 | 0 | 0 | 0 | 0 | 0 | 0 | 0 | 0 | 0 | 107986.7453 | 111732.7051 | 114634.9745 | 116896.3089 | 119427.969 | 123141.6954 | 126363.261 | 129186.6645 | 133903.0652 | 137652.4731 | 140771.1862 | 144545.7104 | 145707.3192 | 148973.7831 | 153309.3195 | 157150.7849 | 159415.1251 | 162997.4685 | 166577.0054 | 169378.9744 | 171899.2277 | 174666.9813 | 180065.807 | 185562.9273 | 190661.6162 | 195607.5045 | 201490.6068 | 208027.66 | 213117.1739 | 217336.113 | 221691.9093 | 227953.3646 | 232902.7994 | 237548.3976 | 242217.4638 | 246720.6576 | 253975.7174 | 255747.9068 | 260842.4768 | 268866.5491 | 274951.1887 | 284400.9478 | 291473.9886 | 302475.6084 | 308446.3617 | 318077.5939 | 327324.4824 | 0 | 0 | 0 | 0 | 0 | 0 | 0 | 0 | 0 | 0 | 0 | 0 | 0 | 0 | 0 | 0 | 0 | 0 | 112933.8501 | 116851.4204 | 119886.649 | 122251.58 | 124899.2209 | 128783.0811 | 132152.2335 | 135104.9832 | 140037.4524 | 143958.6287 | 147220.2167 | 151167.66 | 152382.4846 | 155798.5922 | 160332.7489 | 164350.2 | 166718.2745 | 170464.7328 | 174208.2559 | 177138.5891 | 179774.3007 | 182668.8511 | 188315.0085 | 194063.9637 | 199396.2346 | 204568.7046 | 210721.3244 | 217557.8541 | 222880.5296 | 227292.7473 | 231848.0921 | 238396.3981 | 243572.5771 | 248431.0001 | 253313.9663 | 258023.4611 | 265610.8907 | 267464.268 | 272792.2311 | 281183.9035 | 287547.2934 | 297429.9663 | 304827.0384 | 316332.666 | 322576.9523 | 332649.412 | 342319.9203 | 0 | 0 | 0 | 0 | 0 | 0 | 0 | 0 | 0 | 0 | 0 | 0 | 0 | 0 | 0 | 0 | 0 | 0
SH-G35 | Royalton | 199309 | 199309: Fay Brook Rd. | 599580 | 476994 | 1PH | UG | 1.2 | Zone 3 | 210 | 694311 |  |  |  |  | 86.72% | 13.28% | 50% | 98% | 83.36% | 422.0844 | 64.6436 | 77.2751 | 11.8349 | 1622.7781 | 45978.7134 | 47601.4916 | 25.1076 | 5.3366 | 2518.8906 | 461.1581 |  |  |  | 486.728 | 492.9547 | 493.7359 | 488.2599 | 489.4522 | 491.457 | 490.6853 | 491.1792 | 495.648 | 497.947 | 498.2927 | 502.2922 | 499.2718 | 500.0903 | 507.7303 | 509.9411 | 504.4034 | 504.0724 | 504.459 | 504.2077 | 500.4682 | 501.1604 | 502.423 | 502.8172 | 506.5214 | 508.1585 | 510.197 | 517.36 | 521.1328 | 522.2499 | 521.5674 | 522.5339 | 523.1967 | 523.8825 | 523.1647 | 521.5987 | 522.4469 | 517.832 | 517.8657 | 520.1494 | 521.028 | 523.9309 | 524.0131 | 530.8549 | 530.4824 | 536.996 | 541.5739 | 541.7555 | 547.5144 | 545.2903 | 547.1183 | 549.5232 | 556.9302 | 560.7463 | 556.293 | 558.8813 | 562.3143 | 559.6934 | 558.7226 | 561.5648 | 560.68 | 561.0626 | 564.9774 | 560.3662 | 558.1768 | 422.0844 | 427.4842 | 428.1616 | 423.4128 | 424.4469 | 426.1854 | 425.5162 | 425.9445 | 429.8198 | 431.8134 | 432.1132 | 435.5815 | 432.9622 | 433.6721 | 440.2974 | 442.2146 | 437.4123 | 437.1253 | 437.4605 | 437.2427 | 433.9998 | 434.6 | 435.6949 | 436.0368 | 439.249 | 440.6687 | 442.4365 | 448.6481 | 451.9199 | 452.8885 | 452.2967 | 453.1348 | 453.7096 | 454.3044 | 453.6819 | 452.3238 | 453.0594 | 449.0574 | 449.0866 | 451.067 | 451.8289 | 454.3464 | 454.4176 | 460.3508 | 460.0277 | 465.6763 | 469.6461 | 469.8036 | 474.7977 | 472.869 | 474.4542 | 476.5397 | 482.9629 | 486.2722 | 482.4103 | 484.6549 | 487.632 | 485.3591 | 484.5172 | 486.982 | 486.2147 | 486.5465 | 489.9413 | 485.9426 | 484.0439 | 64.6436 | 65.4705 | 65.5743 | 64.847 | 65.0054 | 65.2716 | 65.1691 | 65.2347 | 65.8283 | 66.1336 | 66.1795 | 66.7107 | 66.3095 | 66.4182 | 67.4329 | 67.7266 | 66.9911 | 66.9471 | 66.9985 | 66.9651 | 66.4684 | 66.5604 | 66.7281 | 66.7804 | 67.2724 | 67.4898 | 67.7605 | 68.7119 | 69.213 | 69.3613 | 69.2707 | 69.399 | 69.4871 | 69.5781 | 69.4828 | 69.2748 | 69.3875 | 68.7746 | 68.779 | 69.0823 | 69.199 | 69.5846 | 69.5955 | 70.5042 | 70.4547 | 71.3198 | 71.9278 | 71.9519 | 72.7168 | 72.4214 | 72.6642 | 72.9836 | 73.9673 | 74.4741 | 73.8827 | 74.2264 | 74.6824 | 74.3343 | 74.2053 | 74.5828 | 74.4653 | 74.5161 | 75.0361 | 74.4236 | 74.1329 | 77.2751 | 78.2637 | 78.3878 | 77.5184 | 77.7077 | 78.0259 | 77.9034 | 77.9818 | 78.6913 | 79.0563 | 79.1112 | 79.7462 | 79.2667 | 79.3966 | 80.6096 | 80.9606 | 80.0814 | 80.0288 | 80.0902 | 80.0503 | 79.4566 | 79.5665 | 79.767 | 79.8296 | 80.4176 | 80.6776 | 81.0012 | 82.1384 | 82.7374 | 82.9148 | 82.8064 | 82.9599 | 83.0651 | 83.174 | 83.06 | 82.8114 | 82.946 | 82.2134 | 82.2187 | 82.5813 | 82.7208 | 83.1817 | 83.1947 | 84.2809 | 84.2218 | 85.2559 | 85.9827 | 86.0116 | 86.9259 | 86.5728 | 86.863 | 87.2448 | 88.4208 | 89.0266 | 88.3196 | 88.7305 | 0 | 0 | 0 | 0 | 0 | 0 | 0 | 0 | 0 | 11.8349 | 11.9863 | 12.0053 | 11.8722 | 11.9012 | 11.9499 | 11.9312 | 11.9432 | 12.0518 | 12.1077 | 12.1161 | 12.2134 | 12.1399 | 12.1598 | 12.3456 | 12.3994 | 12.2647 | 12.2567 | 12.2661 | 12.26 | 12.169 | 12.1859 | 12.2166 | 12.2261 | 12.3162 | 12.356 | 12.4056 | 12.5798 | 12.6715 | 12.6987 | 12.6821 | 12.7056 | 12.7217 | 12.7384 | 12.7209 | 12.6828 | 12.7034 | 12.5912 | 12.5921 | 12.6476 | 12.6689 | 12.7395 | 12.7415 | 12.9079 | 12.8988 | 13.0572 | 13.1685 | 13.1729 | 13.313 | 13.2589 | 13.3033 | 13.3618 | 13.5419 | 13.6347 | 13.5264 | 13.5894 | 0 | 0 | 0 | 0 | 0 | 0 | 0 | 0 | 0 | 1809.3127 | 1872.7734 | 1917.0076 | 1937.4522 | 1984.9118 | 2036.8888 | 2078.4315 | 2126.2951 | 2192.8446 | 2251.4821 | 2302.612 | 2372.1577 | 2409.767 | 2466.8197 | 2559.6047 | 2627.3067 | 2655.9482 | 2712.598 | 2774.4014 | 2834.026 | 2874.8931 | 2942.2045 | 3014.5085 | 3083.2452 | 3174.2898 | 3254.6097 | 3339.5542 | 3460.942 | 3562.8767 | 3649.065 | 3724.4708 | 3813.4629 | 3902.3025 | 3993.3811 | 4075.6434 | 4152.8392 | 4251.104 | 4306.2507 | 4401.2744 | 4517.9384 | 4625.1323 | 4753.2218 | 4858.5547 | 5030.2743 | 5137.3324 | 5314.8216 | 5478.0532 | 5600.4471 | 5784.5005 | 5887.745 | 6037.4472 | 6197.3928 | 6419.1078 | 6605.2793 | 6696.9836 | 6876.1629 | 0 | 0 | 0 | 0 | 0 | 0 | 0 | 0 | 0 | 51263.8588 | 53061.9125 | 54315.2143 | 54894.4801 | 56239.1672 | 57711.8482 | 58888.8926 | 60245.0275 | 62130.5982 | 63791.9923 | 65240.6735 | 67211.134 | 68276.7313 | 69893.2245 | 72522.1344 | 74440.3563 | 75251.8662 | 76856.9434 | 78608.0401 | 80297.4033 | 81455.3058 | 83362.4601 | 85411.073 | 87358.6152 | 89938.211 | 92213.9407 | 94620.7018 | 98060.0226 | 100948.1738 | 103390.1759 | 105526.6732 | 108048.1146 | 110565.2377 | 113145.7989 | 115476.562 | 117663.7775 | 120447.9455 | 122010.4354 | 124702.7748 | 128008.2545 | 131045.4152 | 134674.6165 | 137659.0503 | 142524.438 | 145557.7518 | 150586.6119 | 155211.5083 | 158679.3358 | 163894.1801 | 166819.4426 | 171061.0035 | 175592.7958 | 181874.7219 | 187149.5793 | 189747.8689 | 194824.6151 | 0 | 0 | 0 | 0 | 0 | 0 | 0 | 0 | 0 | 53073.1715 | 54934.6859 | 56232.2219 | 56831.9324 | 58224.079 | 59748.737 | 60967.3241 | 62371.3226 | 64323.4429 | 66043.4744 | 67543.2855 | 69583.2917 | 70686.4983 | 72360.0442 | 75081.7391 | 77067.663 | 77907.8145 | 79569.5414 | 81382.4415 | 83131.4293 | 84330.199 | 86304.6646 | 88425.5815 | 90441.8605 | 93112.5008 | 95468.5504 | 97960.2559 | 101520.9646 | 104511.0505 | 107039.2409 | 109251.144 | 111861.5775 | 114467.5402 | 117139.18 | 119552.2053 | 121816.6167 | 124699.0495 | 126316.6861 | 129104.0492 | 132526.1929 | 135670.5475 | 139427.8383 | 142517.6051 | 147554.7123 | 150695.0842 | 155901.4335 | 160689.5615 | 164279.7829 | 169678.6805 | 172707.1876 | 177098.4507 | 181790.1886 | 188293.8298 | 193754.8586 | 196444.8525 | 201700.778 | 0 | 0 | 0 | 0 | 0 | 0 | 0 | 0 | 0
SH-G35 | Royalton | 199373 | 199373: FAY BROOK RD P.44 -P.75 | 617377 | 476994 | 1PH | UG | 1.5 | Zone 3 | 135 | 867921 |  |  |  |  | 86.72% | 13.28% | 50% | 98% | 83.36% | 271.34 | 41.5566 | 49.6769 | 7.6082 | 1043.2145 | 29557.7444 | 30600.9589 | 25.1076 | 3.4307 | 1619.2868 | 296.4588 |  |  |  | 312.8966 | 316.8995 | 317.4017 | 313.8813 | 314.6479 | 315.9366 | 315.4405 | 315.7581 | 318.6309 | 320.1088 | 320.331 | 322.9021 | 320.9604 | 321.4866 | 326.398 | 327.8193 | 324.2593 | 324.0465 | 324.2951 | 324.1335 | 321.7296 | 322.1745 | 322.9862 | 323.2397 | 325.6209 | 326.6733 | 327.9838 | 332.5886 | 335.0139 | 335.732 | 335.2933 | 335.9146 | 336.3407 | 336.7816 | 336.3202 | 335.3134 | 335.8587 | 332.892 | 332.9136 | 334.3817 | 334.9465 | 336.8127 | 336.8656 | 341.2639 | 341.0244 | 345.2117 | 348.1547 | 348.2714 | 351.9736 | 350.5438 | 351.7189 | 353.2649 | 358.0266 | 360.4798 | 357.6169 | 359.2808 | 361.4878 | 359.8029 | 359.1788 | 361.006 | 360.4372 | 360.6831 | 363.1997 | 360.2354 | 358.8279 | 271.34 | 274.8113 | 275.2468 | 272.194 | 272.8587 | 273.9763 | 273.5461 | 273.8214 | 276.3127 | 277.5943 | 277.787 | 280.0167 | 278.3329 | 278.7892 | 283.0483 | 284.2808 | 281.1936 | 281.0091 | 281.2246 | 281.0846 | 278.9999 | 279.3857 | 280.0896 | 280.3094 | 282.3744 | 283.287 | 284.4234 | 288.4166 | 290.5199 | 291.1426 | 290.7622 | 291.301 | 291.6705 | 292.0528 | 291.6526 | 290.7796 | 291.2525 | 288.6798 | 288.6985 | 289.9717 | 290.4615 | 292.0798 | 292.1256 | 295.9398 | 295.7321 | 299.3633 | 301.9154 | 302.0166 | 305.2271 | 303.9872 | 305.0062 | 306.3469 | 310.4762 | 312.6035 | 310.1209 | 311.5639 | 313.4777 | 312.0166 | 311.4754 | 313.0599 | 312.5666 | 312.7799 | 314.9623 | 312.3917 | 311.1711 | 41.5566 | 42.0882 | 42.1549 | 41.6874 | 41.7892 | 41.9603 | 41.8944 | 41.9366 | 42.3182 | 42.5144 | 42.544 | 42.8854 | 42.6276 | 42.6974 | 43.3497 | 43.5385 | 43.0657 | 43.0374 | 43.0704 | 43.049 | 42.7297 | 42.7888 | 42.8966 | 42.9303 | 43.2465 | 43.3863 | 43.5603 | 44.1719 | 44.494 | 44.5894 | 44.5311 | 44.6137 | 44.6703 | 44.7288 | 44.6675 | 44.5338 | 44.6062 | 44.2122 | 44.2151 | 44.4101 | 44.4851 | 44.7329 | 44.74 | 45.3241 | 45.2923 | 45.8484 | 46.2393 | 46.2548 | 46.7465 | 46.5566 | 46.7127 | 46.918 | 47.5504 | 47.8762 | 47.496 | 47.717 | 48.0101 | 47.7863 | 47.7034 | 47.9461 | 47.8706 | 47.9032 | 48.2375 | 47.8438 | 47.6568 | 49.6769 | 50.3124 | 50.3921 | 49.8332 | 49.9549 | 50.1595 | 50.0808 | 50.1312 | 50.5873 | 50.8219 | 50.8572 | 51.2654 | 50.9571 | 51.0407 | 51.8204 | 52.0461 | 51.4809 | 51.4471 | 51.4866 | 51.4609 | 51.0792 | 51.1499 | 51.2788 | 51.319 | 51.6971 | 51.8641 | 52.0722 | 52.8033 | 53.1883 | 53.3023 | 53.2327 | 53.3313 | 53.399 | 53.469 | 53.3957 | 53.2359 | 53.3225 | 52.8514 | 52.8549 | 53.088 | 53.1776 | 53.4739 | 53.4823 | 54.1806 | 54.1426 | 54.8074 | 55.2746 | 55.2931 | 55.8809 | 55.6539 | 55.8405 | 56.0859 | 56.8419 | 57.2314 | 56.7769 | 57.0411 | 0 | 0 | 0 | 0 | 0 | 0 | 0 | 0 | 0 | 7.6082 | 7.7055 | 7.7177 | 7.6321 | 7.6508 | 7.6821 | 7.67 | 7.6777 | 7.7476 | 7.7835 | 7.7889 | 7.8515 | 7.8042 | 7.817 | 7.9365 | 7.971 | 7.8845 | 7.8793 | 7.8853 | 7.8814 | 7.8229 | 7.8338 | 7.8535 | 7.8597 | 7.9176 | 7.9432 | 7.975 | 8.087 | 8.146 | 8.1634 | 8.1528 | 8.1679 | 8.1782 | 8.1889 | 8.1777 | 8.1532 | 8.1665 | 8.0944 | 8.0949 | 8.1306 | 8.1443 | 8.1897 | 8.191 | 8.2979 | 8.2921 | 8.3939 | 8.4655 | 8.4683 | 8.5583 | 8.5236 | 8.5521 | 8.5897 | 8.7055 | 8.7652 | 8.6956 | 8.736 | 0 | 0 | 0 | 0 | 0 | 0 | 0 | 0 | 0 | 1163.1296 | 1203.9257 | 1232.362 | 1245.505 | 1276.0147 | 1309.4285 | 1336.1345 | 1366.904 | 1409.6858 | 1447.3813 | 1480.2506 | 1524.9585 | 1549.1359 | 1585.8127 | 1645.4602 | 1688.9829 | 1707.3953 | 1743.813 | 1783.5438 | 1821.8739 | 1848.1456 | 1891.4172 | 1937.8983 | 1982.0862 | 2040.6149 | 2092.2491 | 2146.8563 | 2224.8913 | 2290.4208 | 2345.8275 | 2394.3027 | 2451.5118 | 2508.623 | 2567.1736 | 2620.0564 | 2669.6823 | 2732.8525 | 2768.304 | 2829.3907 | 2904.389 | 2973.2993 | 3055.6426 | 3123.3566 | 3233.7478 | 3302.5708 | 3416.671 | 3521.6057 | 3600.2875 | 3718.6074 | 3784.9789 | 3881.216 | 3984.0382 | 4126.5693 | 4246.251 | 4305.2037 | 4420.3904 | 0 | 0 | 0 | 0 | 0 | 0 | 0 | 0 | 0 | 32955.3378 | 34111.2295 | 34916.9235 | 35289.3087 | 36153.7504 | 37100.4738 | 37857.1452 | 38728.9462 | 39941.0989 | 41009.1379 | 41940.433 | 43207.1576 | 43892.1844 | 44931.3586 | 46621.3721 | 47854.5147 | 48376.1997 | 49408.035 | 50533.7401 | 51619.7593 | 52364.1252 | 53590.1529 | 54907.1184 | 56159.1098 | 57817.4214 | 59280.3905 | 60827.594 | 63038.586 | 64895.2546 | 66465.1131 | 67838.5756 | 69459.5023 | 71077.6528 | 72736.585 | 74234.9327 | 75640.9998 | 77430.8221 | 78435.2799 | 80166.0695 | 82291.0208 | 84243.4812 | 86576.5392 | 88495.1038 | 91622.853 | 93572.8404 | 96805.6791 | 99778.8268 | 102008.1444 | 105360.5443 | 107241.0702 | 109967.788 | 112881.083 | 116919.4641 | 120310.4439 | 121980.7729 | 125244.3955 | 0 | 0 | 0 | 0 | 0 | 0 | 0 | 0 | 0 | 34118.4674 | 35315.1552 | 36149.2855 | 36534.8137 | 37429.7651 | 38409.9023 | 39193.2798 | 40095.8502 | 41350.7847 | 42456.5193 | 43420.6835 | 44732.1161 | 45441.3204 | 46517.1713 | 48266.8323 | 49543.4976 | 50083.595 | 51151.848 | 52317.2838 | 53441.6331 | 54212.2708 | 55481.5701 | 56845.0167 | 58141.196 | 59858.0362 | 61372.6396 | 62974.4502 | 65263.4773 | 67185.6754 | 68810.9406 | 70232.8783 | 71911.0141 | 73586.2759 | 75303.7586 | 76854.9891 | 78310.6821 | 80163.6747 | 81203.5839 | 82995.4602 | 85195.4097 | 87216.7806 | 89632.1817 | 91618.4604 | 94856.6007 | 96875.4113 | 100222.3501 | 103300.4324 | 105608.4319 | 109079.1518 | 111026.0492 | 113849.004 | 116865.1213 | 121046.0334 | 124556.6948 | 126285.9766 | 129664.7859 | 0 | 0 | 0 | 0 | 0 | 0 | 0 | 0 | 0
EL-G40 | White River Jct | 199494 | 199494: L3P52 | 619216 | 620436 | 3PH | OH | 3 | Zone 2 | 840 | 2227005 |  |  |  |  | 85.29% | 14.71% | 100% | 90% | 80.33% | 918.675 | 158.4289 | 254.4969 | 43.8889 | 5344.4342 | 170508.4813 | 175852.9155 | 11.0221 | 4.0787 | 1925.1314 | 533.3115 |  |  |  | 1077.1039 | 1087.7431 | 1091.3646 | 1082.6745 | 1084.5202 | 1087.3509 | 1082.9407 | 1078.6478 | 1091.1477 | 1097.0439 | 1097.7539 | 1108.3743 | 1104.2316 | 1106.7441 | 1123.6952 | 1126.5019 | 1117.2284 | 1118.2964 | 1122.531 | 1117.4605 | 1111.9487 | 1115.8608 | 1119.128 | 1123.4987 | 1128.5244 | 1133.7462 | 1142.0856 | 1155.4912 | 1161.6166 | 1165.7045 | 1166.2727 | 1162.8394 | 1166.4616 | 1168.0057 | 1166.3228 | 1161.2629 | 1156.797 | 1143.4369 | 1145.5707 | 1154.1159 | 1148.5856 | 1153.9122 | 1161.247 | 1173.9415 | 1173.6342 | 1185.2252 | 1195.3971 | 1198.8497 | 1210.7603 | 1204.9482 | 1205.5261 | 1213.9233 | 1232.4628 | 1242.2218 | 1229.5181 | 1230.3568 | 1231.0755 | 1229.2803 | 1227.2289 | 1236.6726 | 1235.5248 | 1237.8558 | 1246.3006 | 1233.3323 | 1225.8685 | 918.675 | 927.7493 | 930.8381 | 923.4263 | 925.0004 | 927.4148 | 923.6532 | 919.9918 | 930.6531 | 935.682 | 936.2877 | 945.3459 | 941.8125 | 943.9555 | 958.4133 | 960.8072 | 952.8976 | 953.8086 | 957.4203 | 953.0957 | 948.3945 | 951.7313 | 954.5179 | 958.2456 | 962.5322 | 966.9859 | 974.0987 | 985.5325 | 990.7569 | 994.2435 | 994.7281 | 991.7998 | 994.8893 | 996.2062 | 994.7709 | 990.4552 | 986.6462 | 975.2512 | 977.0711 | 984.3595 | 979.6426 | 984.1858 | 990.4417 | 1001.2689 | 1001.0069 | 1010.8929 | 1019.5687 | 1022.5135 | 1032.6721 | 1027.715 | 1028.2078 | 1035.3699 | 1051.1825 | 1059.506 | 1048.6709 | 1049.3863 | 1049.9992 | 1048.4681 | 1046.7184 | 1054.7731 | 1053.7941 | 1055.7822 | 1062.9849 | 1051.9241 | 1045.5581 | 158.4289 | 159.9938 | 160.5265 | 159.2483 | 159.5197 | 159.9361 | 159.2874 | 158.656 | 160.4946 | 161.3618 | 161.4663 | 163.0284 | 162.4191 | 162.7886 | 165.2819 | 165.6948 | 164.3307 | 164.4878 | 165.1107 | 164.3649 | 163.5541 | 164.1296 | 164.6101 | 165.253 | 165.9922 | 166.7603 | 167.9869 | 169.9587 | 170.8597 | 171.461 | 171.5445 | 171.0396 | 171.5723 | 171.7995 | 171.5519 | 170.8077 | 170.1508 | 168.1857 | 168.4995 | 169.7564 | 168.943 | 169.7265 | 170.8053 | 172.6725 | 172.6273 | 174.3322 | 175.8284 | 176.3362 | 178.0881 | 177.2333 | 177.3182 | 178.5534 | 181.2803 | 182.7157 | 180.8472 | 180.9705 | 181.0763 | 180.8122 | 180.5105 | 181.8995 | 181.7307 | 182.0736 | 183.3157 | 181.4082 | 180.3104 | 254.4969 | 257.0107 | 257.8664 | 255.8131 | 256.2492 | 256.918 | 255.876 | 254.8617 | 257.8151 | 259.2083 | 259.376 | 261.8854 | 260.9066 | 261.5002 | 265.5054 | 266.1686 | 263.9774 | 264.2298 | 265.2303 | 264.0323 | 262.73 | 263.6543 | 264.4263 | 265.459 | 266.6465 | 267.8803 | 269.8507 | 273.0181 | 274.4654 | 275.4313 | 275.5656 | 274.7544 | 275.6102 | 275.975 | 275.5774 | 274.3819 | 273.3267 | 270.17 | 270.6741 | 272.6932 | 271.3865 | 272.6451 | 274.3781 | 277.3775 | 277.3049 | 280.0436 | 282.4471 | 0 | 0 | 0 | 0 | 0 | 0 | 0 | 0 | 0 | 0 | 0 | 0 | 0 | 0 | 0 | 0 | 0 | 0 | 43.8889 | 44.3224 | 44.47 | 44.1159 | 44.1911 | 44.3065 | 44.1268 | 43.9518 | 44.4612 | 44.7014 | 44.7304 | 45.1631 | 44.9943 | 45.0967 | 45.7874 | 45.9018 | 45.5239 | 45.5674 | 45.74 | 45.5333 | 45.3088 | 45.4682 | 45.6013 | 45.7794 | 45.9842 | 46.1969 | 46.5367 | 47.083 | 47.3326 | 47.4992 | 47.5223 | 47.3824 | 47.53 | 47.5929 | 47.5243 | 47.3182 | 47.1362 | 46.5918 | 46.6788 | 47.027 | 46.8016 | 47.0187 | 47.3175 | 47.8348 | 47.8223 | 48.2946 | 48.709 | 0 | 0 | 0 | 0 | 0 | 0 | 0 | 0 | 0 | 0 | 0 | 0 | 0 | 0 | 0 | 0 | 0 | 0 | 5958.7644 | 6150.0105 | 6306.2367 | 6393.6557 | 6545.455 | 6706.9156 | 6826.6662 | 6949.1958 | 7184.3804 | 7382.113 | 7549.4026 | 7790.1337 | 7931.7594 | 8124.7031 | 8430.6236 | 8637.6183 | 8754.9752 | 8956.1382 | 9187.8331 | 9347.5509 | 9506.076 | 9749.3908 | 9993.0512 | 10252.7836 | 10525.2176 | 10806.5452 | 11125.5268 | 11503.7507 | 11819.1573 | 12121.6872 | 12394.4026 | 12629.7898 | 12947.8525 | 13250.2218 | 13522.2156 | 13759.7498 | 14008.3841 | 14151.2228 | 14489.5384 | 14918.7693 | 15173.9212 | 15579.6656 | 16023.6285 | 16555.1681 | 16914.9531 | 17457.8117 | 17995.0075 | 0 | 0 | 0 | 0 | 0 | 0 | 0 | 0 | 0 | 0 | 0 | 0 | 0 | 0 | 0 | 0 | 0 | 0 | 190108.0317 | 196209.5379 | 201193.7668 | 203982.7757 | 208825.7715 | 213977.0005 | 217797.5158 | 221706.693 | 229210.0071 | 235518.4534 | 240855.6513 | 248535.9218 | 253054.3387 | 259210.0018 | 268970.0702 | 275574.0151 | 279318.1608 | 285736.0526 | 293128.0303 | 298223.6586 | 303281.2322 | 311043.932 | 318817.659 | 327104.1427 | 335795.8594 | 344771.3172 | 354948.0863 | 367014.9168 | 377077.6293 | 386729.5239 | 395430.2177 | 402939.9944 | 413087.4455 | 422734.219 | 431411.8913 | 438990.1652 | 446922.5771 | 451479.6951 | 462273.2943 | 475967.4488 | 484107.7997 | 497052.6417 | 511216.8036 | 528175.0095 | 539653.5675 | 556972.8942 | 574111.554 | 0 | 0 | 0 | 0 | 0 | 0 | 0 | 0 | 0 | 0 | 0 | 0 | 0 | 0 | 0 | 0 | 0 | 0 | 196066.796 | 202359.5484 | 207500.0034 | 210376.4313 | 215371.2265 | 220683.9161 | 224624.182 | 228655.8888 | 236394.3875 | 242900.5664 | 248405.0539 | 256326.0556 | 260986.0981 | 267334.705 | 277400.6938 | 284211.6334 | 288073.136 | 294692.1908 | 302315.8633 | 307571.2095 | 312787.3081 | 320793.3228 | 328810.7102 | 337356.9262 | 346321.077 | 355577.8624 | 366073.6131 | 378518.6675 | 388896.7867 | 398851.2112 | 407824.6204 | 415569.7842 | 426035.298 | 435984.4409 | 444934.1069 | 452749.9149 | 460930.9611 | 465630.9179 | 476762.8327 | 490886.2181 | 499281.721 | 512632.3073 | 527240.432 | 544730.1776 | 556568.5206 | 574430.7059 | 592106.5615 | 0 | 0 | 0 | 0 | 0 | 0 | 0 | 0 | 0 | 0 | 0 | 0 | 0 | 0 | 0 | 0 | 0 | 0
SH-G35 | Royalton | 199498 | 199498: Brk Rd. P.75-L.81P.76 | 617059 | 476994, 618154 | 1PH | UG | 3 | Zone 3 | 107 | 1735452 |  |  |  |  | 86.72% | 13.28% | 50% | 98% | 83.36% | 215.0621 | 32.9374 | 39.3735 | 6.0302 | 826.8441 | 23427.2492 | 24254.0933 | 25.1076 | 2.7191 | 1283.4347 | 234.971 |  |  |  | 247.9995 | 251.1722 | 251.5702 | 248.78 | 249.3876 | 250.409 | 250.0158 | 250.2675 | 252.5445 | 253.7159 | 253.892 | 255.9298 | 254.3908 | 254.8079 | 258.7007 | 259.8271 | 257.0055 | 256.8369 | 257.0339 | 256.9058 | 255.0005 | 255.3532 | 255.9965 | 256.1974 | 258.0847 | 258.9189 | 259.9575 | 263.6072 | 265.5296 | 266.0987 | 265.751 | 266.2435 | 266.5812 | 266.9306 | 266.5649 | 265.7669 | 266.1991 | 263.8477 | 263.8649 | 265.0285 | 265.4762 | 266.9553 | 266.9972 | 270.4832 | 270.2934 | 273.6123 | 275.9448 | 276.0373 | 278.9716 | 277.8384 | 278.7698 | 279.9952 | 283.7692 | 285.7136 | 283.4445 | 284.7633 | 286.5125 | 285.1771 | 284.6824 | 286.1307 | 285.6798 | 285.8747 | 287.8694 | 285.5199 | 284.4044 | 215.0621 | 217.8134 | 218.1585 | 215.7389 | 216.2658 | 217.1516 | 216.8106 | 217.0288 | 219.0034 | 220.0192 | 220.172 | 221.9391 | 220.6046 | 220.9663 | 224.342 | 225.3189 | 222.872 | 222.7257 | 222.8966 | 222.7855 | 221.1332 | 221.4391 | 221.9969 | 222.1711 | 223.8078 | 224.5312 | 225.4319 | 228.5969 | 230.2639 | 230.7575 | 230.4559 | 230.883 | 231.1758 | 231.4789 | 231.1617 | 230.4698 | 230.8446 | 228.8054 | 228.8203 | 229.8294 | 230.2176 | 231.5003 | 231.5366 | 234.5597 | 234.3951 | 237.2731 | 239.2959 | 239.3761 | 241.9207 | 240.938 | 241.7457 | 242.8083 | 246.0811 | 247.7672 | 245.7995 | 246.9432 | 248.4601 | 247.302 | 246.8731 | 248.1289 | 247.738 | 247.907 | 249.6368 | 247.5993 | 246.6319 | 32.9374 | 33.3588 | 33.4117 | 33.0411 | 33.1218 | 33.2575 | 33.2052 | 33.2387 | 33.5411 | 33.6966 | 33.72 | 33.9907 | 33.7863 | 33.8417 | 34.3587 | 34.5083 | 34.1335 | 34.1111 | 34.1373 | 34.1203 | 33.8672 | 33.9141 | 33.9995 | 34.0262 | 34.2769 | 34.3877 | 34.5256 | 35.0103 | 35.2656 | 35.3412 | 35.2951 | 35.3605 | 35.4053 | 35.4517 | 35.4031 | 35.2972 | 35.3546 | 35.0423 | 35.0446 | 35.1991 | 35.2586 | 35.455 | 35.4606 | 35.9236 | 35.8983 | 36.3391 | 36.6489 | 36.6612 | 37.0509 | 36.9004 | 37.0241 | 37.1869 | 37.6881 | 37.9463 | 37.645 | 37.8201 | 38.0524 | 37.8751 | 37.8094 | 38.0017 | 37.9419 | 37.9677 | 38.2327 | 37.9206 | 37.7725 | 39.3735 | 39.8772 | 39.9404 | 39.4974 | 39.5939 | 39.7561 | 39.6937 | 39.7336 | 40.0951 | 40.2811 | 40.309 | 40.6326 | 40.3882 | 40.4545 | 41.0725 | 41.2513 | 40.8034 | 40.7766 | 40.8079 | 40.7875 | 40.485 | 40.541 | 40.6432 | 40.6751 | 40.9747 | 41.1071 | 41.272 | 41.8515 | 42.1567 | 42.247 | 42.1918 | 42.27 | 42.3236 | 42.3791 | 42.321 | 42.1944 | 42.263 | 41.8897 | 41.8924 | 42.0771 | 42.1482 | 42.383 | 42.3897 | 42.9431 | 42.913 | 43.4399 | 43.8103 | 43.8249 | 44.2908 | 44.1109 | 44.2588 | 44.4533 | 45.0525 | 45.3612 | 45.0009 | 45.2103 | 0 | 0 | 0 | 0 | 0 | 0 | 0 | 0 | 0 | 6.0302 | 6.1073 | 6.117 | 6.0492 | 6.0639 | 6.0888 | 6.0792 | 6.0853 | 6.1407 | 6.1692 | 6.1735 | 6.223 | 6.1856 | 6.1957 | 6.2904 | 6.3178 | 6.2492 | 6.2451 | 6.2499 | 6.2467 | 6.2004 | 6.209 | 6.2246 | 6.2295 | 6.2754 | 6.2957 | 6.3209 | 6.4097 | 6.4564 | 6.4703 | 6.4618 | 6.4738 | 6.482 | 6.4905 | 6.4816 | 6.4622 | 6.4727 | 6.4155 | 6.416 | 6.4442 | 6.4551 | 6.4911 | 6.4921 | 6.5769 | 6.5723 | 6.653 | 6.7097 | 6.7119 | 6.7833 | 6.7557 | 6.7784 | 6.8082 | 6.8999 | 6.9472 | 6.892 | 6.9241 | 0 | 0 | 0 | 0 | 0 | 0 | 0 | 0 | 0 | 921.8879 | 954.2226 | 976.761 | 987.178 | 1011.3598 | 1037.8433 | 1059.0103 | 1083.398 | 1117.3066 | 1147.1837 | 1173.2356 | 1208.6708 | 1227.8337 | 1256.9034 | 1304.1796 | 1338.6753 | 1353.2689 | 1382.1333 | 1413.6236 | 1444.0037 | 1464.8265 | 1499.1232 | 1535.9638 | 1570.9869 | 1617.3762 | 1658.3011 | 1701.5824 | 1763.4323 | 1815.3705 | 1859.2855 | 1897.7066 | 1943.0501 | 1988.316 | 2034.7228 | 2076.6373 | 2115.9705 | 2166.0387 | 2194.1372 | 2242.5541 | 2301.9972 | 2356.615 | 2421.8797 | 2475.5493 | 2563.0445 | 2617.5932 | 2708.0281 | 2791.1986 | 2853.5612 | 2947.3407 | 2999.9463 | 3076.2231 | 3157.7192 | 3270.6883 | 3365.5471 | 3412.2726 | 3503.5687 | 0 | 0 | 0 | 0 | 0 | 0 | 0 | 0 | 0 | 26120.1566 | 27036.3078 | 27674.8949 | 27970.0446 | 28655.1947 | 29405.5608 | 30005.2929 | 30696.2759 | 31657.0191 | 32503.5389 | 33241.6765 | 34245.6731 | 34788.6203 | 35612.262 | 36951.7542 | 37929.1339 | 38342.6176 | 39160.4426 | 40052.6681 | 40913.4388 | 41503.4177 | 42475.1582 | 43518.9753 | 44511.2944 | 45825.6599 | 46985.1984 | 48211.5004 | 49963.9163 | 51435.4981 | 52679.7563 | 53768.3525 | 55053.087 | 56335.6211 | 57650.4785 | 58838.0578 | 59952.4961 | 61371.0961 | 62167.2219 | 63539.0329 | 65223.2535 | 66770.7592 | 68619.9236 | 70140.5637 | 72619.5946 | 74165.1402 | 76727.4641 | 79083.959 | 80850.8997 | 83507.987 | 84998.4779 | 87159.6542 | 89468.7103 | 92669.5012 | 95357.1666 | 96681.057 | 99267.7801 | 0 | 0 | 0 | 0 | 0 | 0 | 0 | 0 | 0 | 27042.0445 | 27990.5304 | 28651.6559 | 28957.2227 | 29666.5546 | 30443.4041 | 31064.3032 | 31779.6739 | 32774.3256 | 33650.7227 | 34414.9121 | 35454.3439 | 36016.4539 | 36869.1654 | 38255.9337 | 39267.8092 | 39695.8864 | 40542.5758 | 41466.2916 | 42357.4426 | 42968.2442 | 43974.2815 | 45054.9391 | 46082.2813 | 47443.0361 | 48643.4995 | 49913.0828 | 51727.3486 | 53250.8686 | 54539.0418 | 55666.0591 | 56996.1371 | 58323.9372 | 59685.2012 | 60914.6951 | 62068.4666 | 63537.1347 | 64361.3591 | 65781.587 | 67525.2507 | 69127.3742 | 71041.8033 | 72616.1131 | 75182.6391 | 76782.7334 | 79435.4923 | 81875.1576 | 83704.4608 | 86455.3277 | 87998.4242 | 90235.8773 | 92626.4294 | 95940.1895 | 98722.7137 | 100093.3296 | 102771.3488 | 0 | 0 | 0 | 0 | 0 | 0 | 0 | 0 | 0
SH-G35 | Royalton | 199569 | 199569: Brook Rd. P.76 to 50X | 618225 | 618154 | 1PH | UG | 1.7 | Zone 3 | 42 | 978528 |  |  |  |  | 86.72% | 13.28% | 50% | 98% | 83.36% | 84.4169 | 12.9287 | 15.455 | 2.367 | 324.5556 | 9195.7427 | 9520.2983 | 25.1076 | 1.0673 | 503.7781 | 92.2316 |  |  |  | 97.3456 | 98.5909 | 98.7472 | 97.652 | 97.8904 | 98.2914 | 98.1371 | 98.2358 | 99.1296 | 99.5894 | 99.6585 | 100.4584 | 99.8544 | 100.0181 | 101.5461 | 101.9882 | 100.8807 | 100.8145 | 100.8918 | 100.8415 | 100.0936 | 100.2321 | 100.4846 | 100.5634 | 101.3043 | 101.6317 | 102.0394 | 103.472 | 104.2266 | 104.45 | 104.3135 | 104.5068 | 104.6393 | 104.7765 | 104.6329 | 104.3197 | 104.4894 | 103.5664 | 103.5731 | 104.0299 | 104.2056 | 104.7862 | 104.8026 | 106.171 | 106.0965 | 107.3992 | 108.3148 | 108.3511 | 109.5029 | 109.0581 | 109.4237 | 109.9046 | 111.386 | 112.1493 | 111.2586 | 111.7763 | 112.4629 | 111.9387 | 111.7445 | 112.313 | 112.136 | 112.2125 | 112.9955 | 112.0732 | 111.6354 | 84.4169 | 85.4968 | 85.6323 | 84.6826 | 84.8894 | 85.2371 | 85.1032 | 85.1889 | 85.964 | 86.3627 | 86.4226 | 87.1163 | 86.5924 | 86.7344 | 88.0595 | 88.4429 | 87.4825 | 87.4251 | 87.4921 | 87.4485 | 86.8 | 86.92 | 87.139 | 87.2074 | 87.8498 | 88.1337 | 88.4873 | 89.7296 | 90.384 | 90.5777 | 90.4593 | 90.627 | 90.7419 | 90.8609 | 90.7364 | 90.4648 | 90.6119 | 89.8115 | 89.8173 | 90.2134 | 90.3658 | 90.8693 | 90.8835 | 92.0702 | 92.0055 | 93.1353 | 93.9292 | 93.9607 | 94.9595 | 94.5738 | 94.8908 | 95.3079 | 96.5926 | 97.2544 | 96.4821 | 96.931 | 97.5264 | 97.0718 | 96.9034 | 97.3964 | 97.2429 | 97.3093 | 97.9883 | 97.1885 | 96.8088 | 12.9287 | 13.0941 | 13.1149 | 12.9694 | 13.0011 | 13.0543 | 13.0338 | 13.0469 | 13.1657 | 13.2267 | 13.2359 | 13.3421 | 13.2619 | 13.2836 | 13.4866 | 13.5453 | 13.3982 | 13.3894 | 13.3997 | 13.393 | 13.2937 | 13.3121 | 13.3456 | 13.3561 | 13.4545 | 13.498 | 13.5521 | 13.7424 | 13.8426 | 13.8723 | 13.8541 | 13.8798 | 13.8974 | 13.9156 | 13.8966 | 13.855 | 13.8775 | 13.7549 | 13.7558 | 13.8165 | 13.8398 | 13.9169 | 13.9191 | 14.1008 | 14.0909 | 14.264 | 14.3856 | 14.3904 | 14.5434 | 14.4843 | 14.5328 | 14.5967 | 14.7935 | 14.8948 | 14.7765 | 14.8453 | 14.9365 | 14.8669 | 14.8411 | 14.9166 | 14.8931 | 14.9032 | 15.0072 | 14.8847 | 14.8266 | 15.455 | 15.6527 | 15.6776 | 15.5037 | 15.5415 | 15.6052 | 15.5807 | 15.5964 | 15.7383 | 15.8113 | 15.8222 | 15.9492 | 15.8533 | 15.8793 | 16.1219 | 16.1921 | 16.0163 | 16.0058 | 16.018 | 16.0101 | 15.8913 | 15.9133 | 15.9534 | 15.9659 | 16.0835 | 16.1355 | 16.2002 | 16.4277 | 16.5475 | 16.583 | 16.5613 | 16.592 | 16.613 | 16.6348 | 16.612 | 16.5623 | 16.5892 | 16.4427 | 16.4437 | 16.5163 | 16.5442 | 16.6363 | 16.6389 | 16.8562 | 16.8444 | 17.0512 | 17.1965 | 17.2023 | 17.3852 | 17.3146 | 17.3726 | 17.449 | 17.6842 | 17.8053 | 17.6639 | 17.7461 | 0 | 0 | 0 | 0 | 0 | 0 | 0 | 0 | 0 | 2.367 | 2.3973 | 2.4011 | 2.3744 | 2.3802 | 2.39 | 2.3862 | 2.3886 | 2.4104 | 2.4215 | 2.4232 | 2.4427 | 2.428 | 2.432 | 2.4691 | 2.4799 | 2.4529 | 2.4513 | 2.4532 | 2.452 | 2.4338 | 2.4372 | 2.4433 | 2.4452 | 2.4632 | 2.4712 | 2.4811 | 2.516 | 2.5343 | 2.5397 | 2.5364 | 2.5411 | 2.5443 | 2.5477 | 2.5442 | 2.5366 | 2.5407 | 2.5182 | 2.5184 | 2.5295 | 2.5338 | 2.5479 | 2.5483 | 2.5816 | 2.5798 | 2.6114 | 2.6337 | 2.6346 | 2.6626 | 2.6518 | 2.6607 | 2.6724 | 2.7084 | 2.7269 | 2.7053 | 2.7179 | 0 | 0 | 0 | 0 | 0 | 0 | 0 | 0 | 0 | 361.8625 | 374.5547 | 383.4015 | 387.4904 | 396.9824 | 407.3778 | 415.6863 | 425.259 | 438.5689 | 450.2964 | 460.5224 | 474.4315 | 481.9534 | 493.3639 | 511.9209 | 525.4613 | 531.1896 | 542.5196 | 554.8803 | 566.8052 | 574.9786 | 588.4409 | 602.9017 | 616.649 | 634.858 | 650.9219 | 667.9108 | 692.1884 | 712.5753 | 729.813 | 744.8942 | 762.6926 | 780.4605 | 798.6762 | 815.1287 | 830.5678 | 850.2208 | 861.2501 | 880.2549 | 903.5877 | 925.0265 | 950.6444 | 971.7109 | 1006.0549 | 1027.4665 | 1062.9643 | 1095.6106 | 1120.0894 | 1156.9001 | 1177.549 | 1207.4894 | 1239.4786 | 1283.8216 | 1321.0559 | 1339.3967 | 1375.2326 | 0 | 0 | 0 | 0 | 0 | 0 | 0 | 0 | 0 | 10252.7718 | 10612.3825 | 10863.0429 | 10978.896 | 11247.8334 | 11542.3696 | 11777.7785 | 12049.0055 | 12426.1196 | 12758.3985 | 13048.1347 | 13442.2268 | 13655.3463 | 13978.6449 | 14504.4269 | 14888.0713 | 15050.3732 | 15371.3887 | 15721.608 | 16059.4807 | 16291.0612 | 16672.492 | 17082.2146 | 17471.723 | 17987.6422 | 18442.7881 | 18924.1404 | 19612.0045 | 20189.6348 | 20678.0352 | 21105.3346 | 21609.6229 | 22113.0475 | 22629.1598 | 23095.3124 | 23532.7555 | 24089.5891 | 24402.0871 | 24940.555 | 25601.6509 | 26209.083 | 26934.9233 | 27531.8101 | 28504.8876 | 29111.5504 | 30117.3224 | 31042.3017 | 31735.8672 | 32778.836 | 33363.8885 | 34212.2007 | 35118.5592 | 36374.9444 | 37429.9159 | 37949.5738 | 38964.923 | 0 | 0 | 0 | 0 | 0 | 0 | 0 | 0 | 0 | 10614.6343 | 10986.9372 | 11246.4444 | 11366.3865 | 11644.8158 | 11949.7474 | 12193.4648 | 12474.2645 | 12864.6886 | 13208.6949 | 13508.6571 | 13916.6583 | 14137.2997 | 14472.0088 | 15016.3478 | 15413.5326 | 15581.5629 | 15913.9083 | 16276.4883 | 16626.2859 | 16866.0398 | 17260.9329 | 17685.1163 | 18088.3721 | 18622.5002 | 19093.7101 | 19592.0512 | 20304.1929 | 20902.2101 | 21407.8482 | 21850.2288 | 22372.3155 | 22893.508 | 23427.836 | 23910.4411 | 24363.3233 | 24939.8099 | 25263.3372 | 25820.8098 | 26505.2386 | 27134.1095 | 27885.5677 | 28503.521 | 29510.9425 | 30139.0168 | 31180.2867 | 32137.9123 | 32855.9566 | 33935.7361 | 34541.4375 | 35419.6901 | 36358.0377 | 37658.766 | 38750.9717 | 39288.9705 | 40340.1556 | 0 | 0 | 0 | 0 | 0 | 0 | 0 | 0 | 0
DM-G6 | Brattleboro | 199616 | 199616: Newfane L66 P1-105 | 556104 | 0 | 1PH | OH | 2.5 | Zone 3 | 363 | 1258653 |  |  |  |  | 89.45% | 10.55% | 50% | 90% | 80.33% | 548.6043 | 64.7302 | 151.9777 | 17.9319 | 3191.531 | 69665.6035 | 72857.1345 | 39.4003 | 5.852 | 2762.1492 | 765.1872 |  |  |  | 613.3345 | 620.9496 | 623.3648 | 621.978 | 621.7695 | 627.3033 | 629.8576 | 630.0693 | 639.0139 | 642.766 | 643.1788 | 646.2079 | 637.3787 | 637.6394 | 642.0708 | 643.9914 | 639.2079 | 639.503 | 639.4784 | 636.2377 | 631.8048 | 628.1581 | 633.634 | 638.9216 | 642.3455 | 644.8223 | 649.9178 | 656.5591 | 658.1431 | 656.7239 | 655.4656 | 659.4702 | 659.2847 | 657.96 | 656.4504 | 654.2611 | 659.0022 | 649.3157 | 647.9943 | 653.5499 | 653.9533 | 661.8678 | 663.7264 | 673.9517 | 672.4611 | 678.531 | 683.2257 | 679.6587 | 688.9467 | 690.5052 | 690.8735 | 696.7402 | 704.7478 | 707.3723 | 703.8881 | 710.0899 | 718.369 | 718.9365 | 717.4091 | 719.0566 | 715.263 | 719.9459 | 727.5985 | 721.8562 | 719.4146 | 548.6043 | 555.4157 | 557.576 | 556.3356 | 556.1491 | 561.0989 | 563.3836 | 563.573 | 571.5735 | 574.9297 | 575.2989 | 578.0084 | 570.1109 | 570.3441 | 574.3079 | 576.0257 | 571.7471 | 572.011 | 571.989 | 569.0904 | 565.1253 | 561.8634 | 566.7615 | 571.491 | 574.5536 | 576.769 | 581.3267 | 587.2671 | 588.6839 | 587.4145 | 586.289 | 589.8709 | 589.705 | 588.5201 | 587.1699 | 585.2116 | 589.4524 | 580.7881 | 579.6062 | 584.5755 | 584.9362 | 592.0155 | 593.678 | 602.8241 | 601.4908 | 606.9201 | 611.1194 | 607.9288 | 616.2366 | 617.6306 | 617.96 | 623.2076 | 630.37 | 632.7175 | 629.6011 | 635.1484 | 642.5537 | 643.0613 | 641.6951 | 643.1687 | 639.7755 | 643.9642 | 650.8091 | 645.6729 | 643.489 | 64.7302 | 65.5339 | 65.7888 | 65.6424 | 65.6204 | 66.2044 | 66.474 | 66.4963 | 67.4403 | 67.8363 | 67.8799 | 68.1996 | 67.2678 | 67.2953 | 67.763 | 67.9657 | 67.4608 | 67.492 | 67.4894 | 67.1473 | 66.6795 | 66.2946 | 66.8726 | 67.4306 | 67.792 | 68.0533 | 68.5911 | 69.292 | 69.4592 | 69.3094 | 69.1766 | 69.5993 | 69.5797 | 69.4399 | 69.2806 | 69.0495 | 69.5499 | 68.5276 | 68.3881 | 68.9744 | 69.017 | 69.8523 | 70.0485 | 71.1276 | 70.9703 | 71.6109 | 72.1064 | 71.7299 | 72.7102 | 72.8746 | 72.9135 | 73.5327 | 74.3778 | 74.6548 | 74.287 | 74.9416 | 75.8153 | 75.8752 | 75.714 | 75.8879 | 75.4875 | 75.9818 | 76.7894 | 76.1834 | 75.9257 | 151.9777 | 153.8646 | 154.4631 | 154.1194 | 154.0678 | 155.439 | 156.0719 | 156.1244 | 158.3407 | 159.2705 | 159.3728 | 160.1234 | 157.9356 | 158.0002 | 159.0982 | 159.5741 | 158.3888 | 158.4619 | 158.4558 | 157.6528 | 156.5544 | 155.6508 | 157.0077 | 158.3179 | 159.1663 | 159.78 | 161.0426 | 162.6883 | 163.0807 | 162.7291 | 162.4173 | 163.4096 | 163.3636 | 163.0354 | 162.6613 | 162.1188 | 163.2936 | 160.8934 | 160.566 | 161.9426 | 162.0426 | 164.0037 | 164.4642 | 166.998 | 166.6286 | 168.1327 | 169.296 | 0 | 0 | 0 | 0 | 0 | 0 | 0 | 0 | 0 | 0 | 0 | 0 | 0 | 0 | 0 | 0 | 0 | 0 | 17.9319 | 18.1546 | 18.2252 | 18.1847 | 18.1786 | 18.3403 | 18.415 | 18.4212 | 18.6827 | 18.7924 | 18.8045 | 18.8931 | 18.6349 | 18.6425 | 18.7721 | 18.8283 | 18.6884 | 18.697 | 18.6963 | 18.6016 | 18.472 | 18.3653 | 18.5254 | 18.68 | 18.7801 | 18.8525 | 19.0015 | 19.1957 | 19.242 | 19.2005 | 19.1637 | 19.2808 | 19.2754 | 19.2367 | 19.1925 | 19.1285 | 19.2671 | 18.9839 | 18.9453 | 19.1077 | 19.1195 | 19.3509 | 19.4052 | 19.7042 | 19.6606 | 19.8381 | 19.9753 | 0 | 0 | 0 | 0 | 0 | 0 | 0 | 0 | 0 | 0 | 0 | 0 | 0 | 0 | 0 | 0 | 0 | 0 | 3558.39 | 3681.8272 | 3777.4631 | 3851.9788 | 3935.4023 | 4057.7774 | 4163.9348 | 4256.9719 | 4412.3872 | 4535.938 | 4638.7062 | 4763.0847 | 4801.3621 | 4908.999 | 5051.864 | 5178.4483 | 5253.0631 | 5371.1088 | 5489.0621 | 5581.3929 | 5664.4405 | 5755.6438 | 5933.5464 | 6114.6881 | 6282.7006 | 6445.678 | 6639.5386 | 6854.9482 | 7022.6584 | 7161.6813 | 7305.2139 | 7511.542 | 7674.6363 | 7827.7185 | 7981.574 | 8129.9637 | 8369.0332 | 8427.4305 | 8595.3073 | 8859.7173 | 9060.219 | 9371.6084 | 9604.68 | 9967.2064 | 10163.9553 | 10481.3246 | 10786.029 | 0 | 0 | 0 | 0 | 0 | 0 | 0 | 0 | 0 | 0 | 0 | 0 | 0 | 0 | 0 | 0 | 0 | 0 | 77673.5014 | 80367.923 | 82455.4887 | 84082.0379 | 85903.029 | 88574.2655 | 90891.4969 | 92922.3355 | 96314.7829 | 99011.6846 | 101254.9355 | 103969.9031 | 104805.4336 | 107154.9598 | 110273.4564 | 113036.5739 | 114665.2852 | 117242.0196 | 119816.7352 | 121832.1561 | 123644.9424 | 125635.7527 | 129519.0597 | 133473.0689 | 137140.4915 | 140698.0064 | 144929.6475 | 149631.6673 | 153292.4904 | 156327.1199 | 159460.1892 | 163963.9749 | 167524.0408 | 170865.5608 | 174223.9612 | 177463.0516 | 182681.5244 | 183956.2379 | 187620.6977 | 193392.3115 | 197768.9159 | 204566.0082 | 209653.5571 | 217566.8832 | 221861.5706 | 228789.1942 | 235440.3643 | 0 | 0 | 0 | 0 | 0 | 0 | 0 | 0 | 0 | 0 | 0 | 0 | 0 | 0 | 0 | 0 | 0 | 0 | 81231.8914 | 84049.7502 | 86232.9518 | 87934.0168 | 89838.4314 | 92632.043 | 95055.4317 | 97179.3073 | 100727.17 | 103547.6226 | 105893.6417 | 108732.9877 | 109606.7958 | 112063.9588 | 115325.3204 | 118215.0222 | 119918.3483 | 122613.1284 | 125305.7973 | 127413.5489 | 129309.3829 | 131391.3964 | 135452.6062 | 139587.757 | 143423.1921 | 147143.6844 | 151569.1861 | 156486.6155 | 160315.1487 | 163488.8012 | 166765.4031 | 171475.5169 | 175198.6771 | 178693.2793 | 182205.5352 | 185593.0153 | 191050.5576 | 192383.6684 | 196216.005 | 202252.0289 | 206829.1349 | 213937.6166 | 219258.237 | 227534.0896 | 232025.5258 | 239270.5188 | 246226.3933 | 0 | 0 | 0 | 0 | 0 | 0 | 0 | 0 | 0 | 0 | 0 | 0 | 0 | 0 | 0 | 0 | 0 | 0
DM-G6 | Brattleboro | 199621 | 199621: Brookline L62 P140-195 | 472083 | 0 | 1PH | OH | 4.75 | Zone 3 | 43 | 2385224 |  |  |  |  | 89.45% | 10.55% | 50% | 90% | 80.33% | 64.9862 | 7.6678 | 18.0029 | 2.1242 | 378.0601 | 8252.3993 | 8630.4595 | 39.4003 | 0.69321 | 327.1967 | 90.642 |  |  |  | 72.6539 | 73.556 | 73.8421 | 73.6778 | 73.6531 | 74.3087 | 74.6112 | 74.6363 | 75.6959 | 76.1403 | 76.1892 | 76.548 | 75.5022 | 75.533 | 76.058 | 76.2855 | 75.7188 | 75.7538 | 75.7509 | 75.367 | 74.8419 | 74.4099 | 75.0586 | 75.6849 | 76.0905 | 76.3839 | 76.9875 | 77.7742 | 77.9618 | 77.7937 | 77.6447 | 78.1191 | 78.0971 | 77.9402 | 77.7613 | 77.502 | 78.0636 | 76.9162 | 76.7597 | 77.4178 | 77.4655 | 78.4031 | 78.6232 | 79.8345 | 79.6579 | 80.377 | 80.9331 | 80.5105 | 81.6108 | 81.7954 | 81.839 | 82.534 | 83.4825 | 83.7934 | 83.3807 | 84.1153 | 85.0961 | 85.1633 | 84.9823 | 85.1775 | 84.7281 | 85.2829 | 86.1894 | 85.5091 | 85.2199 | 64.9862 | 65.793 | 66.049 | 65.902 | 65.8799 | 66.4663 | 66.7369 | 66.7593 | 67.7071 | 68.1046 | 68.1484 | 68.4693 | 67.5338 | 67.5614 | 68.031 | 68.2345 | 67.7276 | 67.7589 | 67.7563 | 67.4129 | 66.9432 | 66.5568 | 67.137 | 67.6973 | 68.0601 | 68.3225 | 68.8624 | 69.5661 | 69.7339 | 69.5835 | 69.4502 | 69.8745 | 69.8549 | 69.7145 | 69.5546 | 69.3226 | 69.8249 | 68.7986 | 68.6586 | 69.2472 | 69.29 | 70.1286 | 70.3255 | 71.4089 | 71.251 | 71.8941 | 72.3916 | 72.0136 | 72.9977 | 73.1629 | 73.2019 | 73.8235 | 74.6719 | 74.95 | 74.5808 | 75.238 | 76.1152 | 76.1753 | 76.0135 | 76.188 | 75.7861 | 76.2823 | 77.0931 | 76.4847 | 76.226 | 7.6678 | 7.763 | 7.7932 | 7.7758 | 7.7732 | 7.8424 | 7.8743 | 7.877 | 7.9888 | 8.0357 | 8.0409 | 8.0787 | 7.9684 | 7.9716 | 8.027 | 8.051 | 7.9912 | 7.9949 | 7.9946 | 7.9541 | 7.8987 | 7.8531 | 7.9215 | 7.9876 | 8.0305 | 8.0614 | 8.1251 | 8.2081 | 8.2279 | 8.2102 | 8.1945 | 8.2445 | 8.2422 | 8.2257 | 8.2068 | 8.1794 | 8.2387 | 8.1176 | 8.1011 | 8.1705 | 8.1756 | 8.2745 | 8.2978 | 8.4256 | 8.4069 | 8.4828 | 8.5415 | 8.4969 | 8.613 | 8.6325 | 8.6371 | 8.7105 | 8.8106 | 8.8434 | 8.7998 | 8.8774 | 8.9809 | 8.988 | 8.9689 | 8.9895 | 8.942 | 9.0006 | 9.0963 | 9.0245 | 8.994 | 18.0029 | 18.2264 | 18.2973 | 18.2566 | 18.2505 | 18.4129 | 18.4879 | 18.4941 | 18.7566 | 18.8668 | 18.8789 | 18.9678 | 18.7086 | 18.7163 | 18.8463 | 18.9027 | 18.7623 | 18.771 | 18.7703 | 18.6751 | 18.545 | 18.438 | 18.5987 | 18.7539 | 18.8544 | 18.9271 | 19.0767 | 19.2716 | 19.3181 | 19.2765 | 19.2395 | 19.3571 | 19.3516 | 19.3127 | 19.2684 | 19.2042 | 19.3433 | 19.059 | 19.0202 | 19.1833 | 19.1951 | 19.4274 | 19.482 | 19.7821 | 19.7384 | 19.9165 | 20.0543 | 0 | 0 | 0 | 0 | 0 | 0 | 0 | 0 | 0 | 0 | 0 | 0 | 0 | 0 | 0 | 0 | 0 | 0 | 2.1242 | 2.1505 | 2.1589 | 2.1541 | 2.1534 | 2.1725 | 2.1814 | 2.1821 | 2.2131 | 2.2261 | 2.2275 | 2.238 | 2.2074 | 2.2083 | 2.2237 | 2.2303 | 2.2138 | 2.2148 | 2.2147 | 2.2035 | 2.1881 | 2.1755 | 2.1945 | 2.2128 | 2.2246 | 2.2332 | 2.2509 | 2.2739 | 2.2794 | 2.2744 | 2.2701 | 2.284 | 2.2833 | 2.2787 | 2.2735 | 2.2659 | 2.2823 | 2.2488 | 2.2442 | 2.2634 | 2.2648 | 2.2923 | 2.2987 | 2.3341 | 2.3289 | 2.35 | 2.3662 | 0 | 0 | 0 | 0 | 0 | 0 | 0 | 0 | 0 | 0 | 0 | 0 | 0 | 0 | 0 | 0 | 0 | 0 | 421.5173 | 436.1393 | 447.4681 | 456.295 | 466.1771 | 480.6734 | 493.2485 | 504.2694 | 522.6795 | 537.315 | 549.4886 | 564.2222 | 568.7564 | 581.5068 | 598.4302 | 613.425 | 622.2637 | 636.2471 | 650.2195 | 661.1567 | 670.9943 | 681.798 | 702.8719 | 724.3294 | 744.2318 | 763.5376 | 786.5018 | 812.0187 | 831.8852 | 848.3534 | 865.3559 | 889.797 | 909.1167 | 927.2504 | 945.4757 | 963.0536 | 991.3731 | 998.2907 | 1018.1769 | 1049.4982 | 1073.2491 | 1110.1354 | 1137.7445 | 1180.6884 | 1203.9947 | 1241.5894 | 1277.6839 | 0 | 0 | 0 | 0 | 0 | 0 | 0 | 0 | 0 | 0 | 0 | 0 | 0 | 0 | 0 | 0 | 0 | 0 | 9200.9933 | 9520.1672 | 9767.4546 | 9960.1312 | 10175.8409 | 10492.2684 | 10766.7613 | 11007.329 | 11409.1892 | 11728.6569 | 11994.3863 | 12315.994 | 12414.9687 | 12693.2873 | 13062.6959 | 13390.0074 | 13582.9401 | 13888.1731 | 14193.167 | 14431.9083 | 14646.6461 | 14882.4721 | 15342.4782 | 15810.8594 | 16245.2924 | 16666.706 | 17167.9748 | 17724.9633 | 18158.6146 | 18518.0886 | 18889.2235 | 19422.7298 | 19844.4456 | 20240.273 | 20638.1001 | 21021.794 | 21639.9602 | 21790.9593 | 22225.0413 | 22908.7311 | 23427.1719 | 24232.3371 | 24834.9944 | 25772.3856 | 26281.1227 | 27101.7503 | 27889.6299 | 0 | 0 | 0 | 0 | 0 | 0 | 0 | 0 | 0 | 0 | 0 | 0 | 0 | 0 | 0 | 0 | 0 | 0 | 9622.5106 | 9956.3065 | 10214.9227 | 10416.4262 | 10642.018 | 10972.9417 | 11260.0098 | 11511.5984 | 11931.8686 | 12265.9718 | 12543.8749 | 12880.2162 | 12983.7251 | 13274.794 | 13661.1261 | 14003.4324 | 14205.2038 | 14524.4202 | 14843.3865 | 15093.065 | 15317.6404 | 15564.2701 | 16045.35 | 16535.1888 | 16989.5241 | 17430.2436 | 17954.4766 | 18536.982 | 18990.4997 | 19366.442 | 19754.5794 | 20312.5268 | 20753.5623 | 21167.5234 | 21583.5758 | 21984.8475 | 22631.3333 | 22789.25 | 23243.2182 | 23958.2293 | 24500.4209 | 25342.4725 | 25972.7388 | 26953.074 | 27485.1174 | 28343.3397 | 29167.3138 | 0 | 0 | 0 | 0 | 0 | 0 | 0 | 0 | 0 | 0 | 0 | 0 | 0 | 0 | 0 | 0 | 0 | 0
BV-G44 | Springfield | 199623 | 199623: BV Sub to L4 P126 | Sub breaker | 0 | 3PH | OH | 1.5 | Zone 1 | 797 | 1109903 | Main line feed that backs up to CV-G65 | 339 Customers on CV-G65 and 792 on BV-G44 |  |  | 85.77% | 14.23% | 100% | 90% | 80.33% | 1634.0122 | 271.1356 | 452.6639 | 75.1116 | 9505.9416 | 291808.676 | 301314.6176 | 24.3714 | 15.6645 | 7393.6574 | 2048.2355 |  |  |  | 1905.1478 | 1930.5696 | 1937.6674 | 1912.3208 | 1916.3315 | 1922.7618 | 1926.9001 | 1926.117 | 1954.0045 | 1968.3221 | 1968.7017 | 1987.4582 | 1965.6039 | 1969.7411 | 1988.8267 | 2005.728 | 1991.2717 | 1991.1438 | 1992.0972 | 1987.7094 | 1971.6458 | 1972.711 | 1986.6136 | 1997.3676 | 2006.1416 | 2023.2012 | 2031.242 | 2055.8631 | 2062.9738 | 2067.6186 | 2068.2454 | 2086.7737 | 2081.51 | 2074.3467 | 2071.6303 | 2068.883 | 2069.1776 | 2039.0182 | 2043.598 | 2049.8506 | 2044.9288 | 2054.8099 | 2060.4407 | 2085.1279 | 2083.4638 | 2111.1682 | 2126.6127 | 2122.0247 | 2148.2016 | 2141.1317 | 2148.3256 | 2174.3182 | 2201.7578 | 2211.2054 | 2204.1245 | 2214.7611 | 2230.9567 | 2220.4008 | 2217.9194 | 2230.0434 | 2229.3202 | 2241.3469 | 2260.3481 | 2244.5577 | 2227.4164 | 1634.0122 | 1655.816 | 1661.9036 | 1640.1643 | 1643.6042 | 1649.1194 | 1652.6687 | 1651.9971 | 1675.9157 | 1688.1957 | 1688.5213 | 1704.6084 | 1685.8643 | 1689.4127 | 1705.7821 | 1720.2781 | 1707.8791 | 1707.7695 | 1708.5872 | 1704.8238 | 1691.0463 | 1691.9599 | 1703.8839 | 1713.1074 | 1720.6328 | 1735.2645 | 1742.1609 | 1763.2781 | 1769.3768 | 1773.3606 | 1773.8981 | 1789.7896 | 1785.2749 | 1779.1311 | 1776.8013 | 1774.445 | 1774.6977 | 1748.8305 | 1752.7584 | 1758.1212 | 1753.8999 | 1762.3748 | 1767.2042 | 1788.378 | 1786.9507 | 1810.7122 | 1823.9588 | 1820.0237 | 1842.4752 | 1836.4115 | 1842.5816 | 1864.8749 | 1888.4094 | 1896.5124 | 1890.4393 | 1899.5621 | 1913.4528 | 1904.3992 | 1902.2709 | 1912.6695 | 1912.0492 | 1922.3643 | 1938.6613 | 1925.1182 | 1910.4163 | 271.1356 | 274.7536 | 275.7637 | 272.1565 | 272.7273 | 273.6424 | 274.2314 | 274.1199 | 278.0888 | 280.1264 | 280.1805 | 282.8498 | 279.7396 | 280.3284 | 283.0446 | 285.45 | 283.3926 | 283.3744 | 283.5101 | 282.8856 | 280.5995 | 280.7511 | 282.7296 | 284.2601 | 285.5088 | 287.9367 | 289.081 | 292.5851 | 293.597 | 294.2581 | 294.3473 | 296.9842 | 296.235 | 295.2156 | 294.829 | 294.438 | 294.4799 | 290.1877 | 290.8395 | 291.7294 | 291.0289 | 292.4352 | 293.2365 | 296.7499 | 296.5131 | 300.4559 | 302.654 | 302.001 | 305.7264 | 304.7203 | 305.7441 | 309.4433 | 313.3484 | 314.693 | 313.6852 | 315.199 | 317.5039 | 316.0016 | 315.6485 | 317.3739 | 317.271 | 318.9826 | 321.6868 | 319.4396 | 317.0001 | 452.6639 | 458.7041 | 460.3905 | 454.3682 | 455.3211 | 456.849 | 457.8322 | 457.6462 | 464.2722 | 467.6741 | 467.7643 | 472.2209 | 467.0283 | 468.0113 | 472.546 | 476.5618 | 473.1269 | 473.0966 | 473.3231 | 472.2806 | 468.4638 | 468.7169 | 472.0202 | 474.5753 | 476.66 | 480.7134 | 482.6239 | 488.4739 | 490.1634 | 491.267 | 491.4159 | 495.8183 | 494.5676 | 492.8656 | 492.2202 | 491.5674 | 491.6374 | 484.4715 | 485.5597 | 487.0453 | 485.8759 | 488.2237 | 489.5615 | 495.4272 | 495.0318 | 501.6144 | 505.284 | 0 | 0 | 0 | 0 | 0 | 0 | 0 | 0 | 0 | 0 | 0 | 0 | 0 | 0 | 0 | 0 | 0 | 0 | 75.1116 | 76.1139 | 76.3937 | 75.3944 | 75.5526 | 75.8061 | 75.9692 | 75.9384 | 77.0378 | 77.6023 | 77.6173 | 78.3568 | 77.4951 | 77.6583 | 78.4107 | 79.0771 | 78.5071 | 78.5021 | 78.5397 | 78.3667 | 77.7334 | 77.7753 | 78.3235 | 78.7474 | 79.0934 | 79.766 | 80.083 | 81.0537 | 81.334 | 81.5171 | 81.5418 | 82.2723 | 82.0648 | 81.7824 | 81.6753 | 81.567 | 81.5786 | 80.3896 | 80.5701 | 80.8166 | 80.6226 | 81.0121 | 81.2341 | 82.2075 | 82.1418 | 83.2341 | 83.843 | 0 | 0 | 0 | 0 | 0 | 0 | 0 | 0 | 0 | 0 | 0 | 0 | 0 | 0 | 0 | 0 | 0 | 0 | 10598.6273 | 10976.3334 | 11259.0556 | 11356.2352 | 11630.4134 | 11926.1677 | 12214.7762 | 12478.4281 | 12937.5982 | 13319.109 | 13614.7547 | 14046.8452 | 14198.0171 | 14540.9149 | 15004.8076 | 15465.2315 | 15691.5478 | 16035.7326 | 16396.3659 | 16720.1765 | 16949.924 | 17332.1808 | 17838.3238 | 18329.4543 | 18814.9914 | 19392.438 | 19897.8381 | 20582.0827 | 21107.6429 | 21620.5807 | 22102.9314 | 22791.5609 | 23234.2204 | 23663.6559 | 24152.5865 | 24651.2094 | 25197.1233 | 25376.1183 | 25992.6429 | 26645.7587 | 27166.5797 | 27898.4019 | 28590.2985 | 29569.3764 | 30195.7847 | 31270.4462 | 32192.1927 | 0 | 0 | 0 | 0 | 0 | 0 | 0 | 0 | 0 | 0 | 0 | 0 | 0 | 0 | 0 | 0 | 0 | 0 | 325351.3994 | 336946.0343 | 345624.8998 | 348608.0706 | 357024.659 | 366103.5759 | 374963.1379 | 383056.5934 | 397151.9675 | 408863.3981 | 417938.9831 | 431203.0826 | 435843.6822 | 446369.7881 | 460610.1355 | 474743.9997 | 481691.3461 | 492256.96 | 503327.501 | 513267.679 | 520320.3539 | 532054.6828 | 547592.0116 | 562668.4901 | 577573.2682 | 595299.4378 | 610813.9582 | 631818.5607 | 647951.9452 | 663697.855 | 678504.8187 | 699644.0248 | 713232.565 | 726415.164 | 741424.1116 | 756730.5912 | 773488.7842 | 778983.486 | 797909.2502 | 817958.2742 | 833946.1807 | 856411.2947 | 877650.792 | 907706.0403 | 926935.2118 | 959924.6358 | 988219.955 | 0 | 0 | 0 | 0 | 0 | 0 | 0 | 0 | 0 | 0 | 0 | 0 | 0 | 0 | 0 | 0 | 0 | 0 | 335950.0267 | 347922.3677 | 356883.9554 | 359964.3057 | 368655.0724 | 378029.7436 | 387177.9142 | 395535.0216 | 410089.5657 | 422182.5071 | 431553.7378 | 445249.9278 | 450041.6993 | 460910.7029 | 475614.9431 | 490209.2312 | 497382.8939 | 508292.6926 | 519723.8669 | 529987.8555 | 537270.2779 | 549386.8635 | 565430.3354 | 580997.9443 | 596388.2597 | 614691.8759 | 630711.7963 | 652400.6434 | 669059.5881 | 685318.4357 | 700607.7501 | 722435.5857 | 736466.7854 | 750078.8199 | 765576.698 | 781381.8006 | 798685.9075 | 804359.6044 | 823901.8931 | 844604.0329 | 861112.7604 | 884309.6966 | 906241.0905 | 937275.4167 | 957130.9965 | 991195.0819 | 1020412.1477 | 0 | 0 | 0 | 0 | 0 | 0 | 0 | 0 | 0 | 0 | 0 | 0 | 0 | 0 | 0 | 0 | 0 | 0
BV-G44 | Springfield | 199973 | 199973: L41 VT Route 106 - Spacer | 526376 | 0 | 3PH | OH | 2.1 | Zone 1 | 197 | 1553533 | Main line feed that backs up to CV-G65 | 339 Customers on CV-G65 and 792 on BV-G44 | CV-G65 | 339 | 85.77% | 14.23% | 100% | 90% | 80.33% | 403.8901 | 67.0185 | 111.8881 | 18.5659 | 2349.6493 | 72128.3678 | 74478.0171 | 24.3714 | 3.8719 | 1827.5414 | 506.2765 | 1631.7268 | 50089.9396 | 51721.6664 | 470.9086 | 477.1922 | 478.9466 | 472.6816 | 473.6729 | 475.2623 | 476.2852 | 476.0917 | 482.9848 | 486.5238 | 486.6176 | 491.2538 | 485.8519 | 486.8745 | 491.5921 | 495.7697 | 492.1964 | 492.1648 | 492.4004 | 491.3159 | 487.3453 | 487.6086 | 491.045 | 493.7031 | 495.8719 | 500.0886 | 502.0761 | 508.1619 | 509.9195 | 511.0676 | 511.2225 | 515.8023 | 514.5012 | 512.7306 | 512.0592 | 511.3801 | 511.4529 | 503.9982 | 505.1302 | 506.6757 | 505.4592 | 507.9016 | 509.2934 | 515.3955 | 514.9842 | 521.832 | 525.6496 | 524.5155 | 530.9858 | 529.2383 | 531.0165 | 537.4413 | 544.2237 | 546.5589 | 544.8087 | 547.4378 | 551.441 | 548.8318 | 548.2185 | 551.2152 | 551.0365 | 554.0092 | 558.7059 | 554.8029 | 550.5659 | 403.8901 | 409.2795 | 410.7842 | 405.4108 | 406.261 | 407.6242 | 408.5016 | 408.3355 | 414.2477 | 417.283 | 417.3635 | 421.3398 | 416.7067 | 417.5838 | 421.63 | 425.213 | 422.1483 | 422.1212 | 422.3233 | 421.3931 | 417.9876 | 418.2134 | 421.1608 | 423.4406 | 425.3007 | 428.9173 | 430.622 | 435.8416 | 437.3491 | 438.3338 | 438.4667 | 442.3947 | 441.2787 | 439.7601 | 439.1843 | 438.6018 | 438.6643 | 432.2705 | 433.2414 | 434.567 | 433.5236 | 435.6184 | 436.8121 | 442.0458 | 441.693 | 447.5663 | 450.8405 | 449.8678 | 455.4173 | 453.9185 | 455.4436 | 460.954 | 466.7712 | 468.7741 | 467.2729 | 469.5279 | 472.9614 | 470.7235 | 470.1974 | 472.7677 | 472.6144 | 475.1641 | 479.1923 | 475.8448 | 472.2108 | 67.0185 | 67.9127 | 68.1624 | 67.2708 | 67.4119 | 67.6381 | 67.7837 | 67.7561 | 68.7371 | 69.2408 | 69.2541 | 69.914 | 69.1452 | 69.2907 | 69.9621 | 70.5566 | 70.0481 | 70.0436 | 70.0771 | 69.9228 | 69.3577 | 69.3952 | 69.8842 | 70.2625 | 70.5712 | 71.1713 | 71.4542 | 72.3203 | 72.5704 | 72.7338 | 72.7558 | 73.4076 | 73.2225 | 72.9705 | 72.8749 | 72.7783 | 72.7886 | 71.7277 | 71.8888 | 72.1088 | 71.9356 | 72.2832 | 72.4813 | 73.3497 | 73.2912 | 74.2658 | 74.8091 | 74.6477 | 75.5685 | 75.3198 | 75.5729 | 76.4872 | 77.4525 | 77.7848 | 77.5357 | 77.9099 | 78.4796 | 78.1083 | 78.021 | 78.4475 | 78.4221 | 78.8451 | 79.5136 | 78.9581 | 78.3551 | 111.8881 | 113.3811 | 113.7979 | 112.3093 | 112.5449 | 112.9225 | 113.1656 | 113.1196 | 114.7574 | 115.5982 | 115.6205 | 116.7221 | 115.4386 | 115.6816 | 116.8025 | 117.7951 | 116.9461 | 116.9386 | 116.9945 | 116.7368 | 115.7934 | 115.856 | 116.6725 | 117.3041 | 117.8194 | 118.8213 | 119.2935 | 120.7395 | 121.1571 | 121.4299 | 121.4667 | 122.5548 | 122.2457 | 121.825 | 121.6655 | 121.5041 | 121.5214 | 119.7502 | 120.0191 | 120.3864 | 120.0973 | 120.6776 | 121.0083 | 122.4582 | 122.3604 | 123.9875 | 124.8945 | 0 | 0 | 0 | 0 | 0 | 0 | 0 | 0 | 0 | 0 | 0 | 0 | 0 | 0 | 0 | 0 | 0 | 0 | 18.5659 | 18.8136 | 18.8828 | 18.6358 | 18.6748 | 18.7375 | 18.7778 | 18.7702 | 19.042 | 19.1815 | 19.1852 | 19.368 | 19.155 | 19.1953 | 19.3813 | 19.546 | 19.4051 | 19.4039 | 19.4132 | 19.3704 | 19.2139 | 19.2243 | 19.3598 | 19.4646 | 19.5501 | 19.7163 | 19.7947 | 20.0346 | 20.1039 | 20.1492 | 20.1553 | 20.3358 | 20.2845 | 20.2147 | 20.1882 | 20.1615 | 20.1643 | 19.8704 | 19.9151 | 19.976 | 19.928 | 20.0243 | 20.0792 | 20.3198 | 20.3036 | 20.5735 | 20.7241 | 0 | 0 | 0 | 0 | 0 | 0 | 0 | 0 | 0 | 0 | 0 | 0 | 0 | 0 | 0 | 0 | 0 | 0 | 2619.736 | 2713.0962 | 2782.9786 | 2806.9992 | 2874.7697 | 2947.8733 | 3019.2107 | 3084.3794 | 3197.8756 | 3292.1763 | 3365.253 | 3472.0558 | 3509.422 | 3594.1785 | 3708.842 | 3822.6482 | 3878.5884 | 3963.6629 | 4052.8031 | 4132.8416 | 4189.6299 | 4284.1149 | 4409.2218 | 4530.6179 | 4650.6315 | 4793.363 | 4918.2862 | 5087.4157 | 5217.322 | 5344.1084 | 5463.3344 | 5633.5477 | 5742.9629 | 5849.1094 | 5969.9618 | 6093.2099 | 6228.1472 | 6272.3906 | 6424.7812 | 6586.2164 | 6714.9513 | 6895.8409 | 7066.8617 | 7308.8672 | 7463.7009 | 7729.3324 | 7957.1668 | 0 | 0 | 0 | 0 | 0 | 0 | 0 | 0 | 0 | 0 | 0 | 0 | 0 | 0 | 0 | 0 | 0 | 0 | 80419.3547 | 83285.2808 | 85430.4959 | 86167.8669 | 88248.2532 | 90492.3519 | 92682.2311 | 94682.7464 | 98166.7975 | 101061.5928 | 103304.8678 | 106583.447 | 107730.4961 | 110332.3065 | 113852.1916 | 117345.7565 | 119062.9801 | 121674.556 | 124410.9381 | 126867.9207 | 128611.1791 | 131511.6343 | 135352.1032 | 139078.6607 | 142762.7777 | 147144.2776 | 150979.1089 | 156170.9617 | 160158.7619 | 164050.7873 | 167710.7268 | 172935.8505 | 176294.624 | 179553.0581 | 183262.9234 | 187046.3318 | 191188.5703 | 192546.7337 | 197224.7457 | 202180.4015 | 206132.2429 | 211685.1004 | 216935.0138 | 224363.9773 | 229116.9846 | 237271.2086 | 244265.1583 | 0 | 0 | 0 | 0 | 0 | 0 | 0 | 0 | 0 | 0 | 0 | 0 | 0 | 0 | 0 | 0 | 0 | 0 | 83039.0907 | 85998.377 | 88213.4745 | 88974.866 | 91123.0229 | 93440.2252 | 95701.4418 | 97767.1258 | 101364.6731 | 104353.769 | 106670.1209 | 110055.5029 | 111239.9181 | 113926.4849 | 117561.0336 | 121168.4047 | 122941.5685 | 125638.2189 | 128463.7412 | 131000.7623 | 132800.809 | 135795.7492 | 139761.3251 | 143609.2786 | 147413.4092 | 151937.6406 | 155897.3951 | 161258.3774 | 165376.0839 | 169394.8957 | 173174.0612 | 178569.3982 | 182037.5868 | 185402.1675 | 189232.8852 | 193139.5417 | 197416.7174 | 198819.1243 | 203649.5269 | 208766.6179 | 212847.1942 | 218580.9413 | 224001.8756 | 231672.8445 | 236580.6855 | 245000.5409 | 252222.3251 | 0 | 0 | 0 | 0 | 0 | 0 | 0 | 0 | 0 | 0 | 0 | 0 | 0 | 0 | 0 | 0 | 0 | 0 | 1591.3473 | 1609.2512 | 1617.704 | 1607.5955 | 1616.0299 | 1616.6601 | 1621.7565 | 1623.1965 | 1651.9917 | 1674.1257 | 1673.8128 | 1693.8149 | 1687.3593 | 1697.9647 | 1712.1651 | 1716.6219 | 1717.521 | 1720.7569 | 1719.2592 | 1706.9624 | 1689.1707 | 1684.3907 | 1689.8799 | 1697.2982 | 1702.5017 | 1717.7413 | 1735.0999 | 1747.6578 | 1751.3571 | 1750.7527 | 1761.8093 | 1773.1185 | 1772.1192 | 1776.4055 | 1775.8566 | 1757.5389 | 1754.2576 | 1728.1741 | 1726.5681 | 1735.4852 | 1737.3209 | 1734.4505 | 1734.0649 | 1748.8862 | 1740.9038 | 1749.4965 | 1775.9424 | 1774.3411 | 1796.8997 | 1799.619 | 1806.9185 | 1828.3843 | 1858.4391 | 1875.4197 | 1882.7068 | 1894.1644 | 1922.9158 | 1917.8303 | 1912.9603 | 1921.6018 | 1915.263 | 1927.6556 | 1941.1405 | 1920.7684 | 1907.7093
CV-G65 | Springfield | 201142 | 201142: L208 HIGH ST. - CIC |  |  | 1PH | UG | 1.9 | Zone 3 | 122 | 1076503 |  |  |  |  | 89.64% | 10.36% | 50% | 98% | 83.36% | 147.6993 | 17.061 | 27.0408 | 3.1235 | 567.856 | 12134.8763 | 12702.7323 | 7.0795 | 2.3992 | 1132.4132 | 207.322 |  |  |  | 164.7603 | 166.6139 | 167.4891 | 166.4425 | 167.3158 | 167.381 | 167.9087 | 168.0578 | 171.0391 | 173.3307 | 173.2983 | 175.3693 | 174.7009 | 175.7989 | 177.2691 | 177.7306 | 177.8237 | 178.1587 | 178.0036 | 176.7305 | 174.8884 | 174.3935 | 174.9618 | 175.7299 | 176.2686 | 177.8465 | 179.6437 | 180.9439 | 181.3269 | 181.2643 | 182.4091 | 183.58 | 183.4765 | 183.9203 | 183.8634 | 181.9669 | 181.6272 | 178.9266 | 178.7604 | 179.6836 | 179.8736 | 179.5765 | 179.5365 | 181.0711 | 180.2446 | 181.1343 | 183.8723 | 183.7065 | 186.0421 | 186.3237 | 187.0794 | 189.3019 | 192.4136 | 194.1717 | 194.9262 | 196.1125 | 199.0892 | 198.5627 | 198.0585 | 198.9532 | 198.2969 | 199.58 | 200.9761 | 198.8669 | 197.5148 | 147.6993 | 149.361 | 150.1456 | 149.2073 | 149.9902 | 150.0487 | 150.5217 | 150.6553 | 153.3279 | 155.3823 | 155.3532 | 157.2097 | 156.6105 | 157.5949 | 158.9129 | 159.3265 | 159.41 | 159.7103 | 159.5713 | 158.43 | 156.7787 | 156.335 | 156.8445 | 157.533 | 158.016 | 159.4304 | 161.0415 | 162.2071 | 162.5504 | 162.4943 | 163.5205 | 164.5702 | 164.4774 | 164.8753 | 164.8243 | 163.1242 | 162.8196 | 160.3987 | 160.2497 | 161.0773 | 161.2477 | 160.9813 | 160.9455 | 162.3211 | 161.5802 | 162.3777 | 164.8323 | 164.6837 | 166.7774 | 167.0298 | 167.7073 | 169.6996 | 172.4891 | 174.0652 | 174.7415 | 175.8049 | 178.4735 | 178.0015 | 177.5495 | 178.3515 | 177.7632 | 178.9134 | 180.165 | 178.2742 | 177.0621 | 17.061 | 17.2529 | 17.3435 | 17.2352 | 17.3256 | 17.3324 | 17.387 | 17.4024 | 17.7111 | 17.9484 | 17.9451 | 18.1595 | 18.0903 | 18.204 | 18.3563 | 18.4041 | 18.4137 | 18.4484 | 18.4323 | 18.3005 | 18.1097 | 18.0585 | 18.1173 | 18.1969 | 18.2527 | 18.4161 | 18.6022 | 18.7368 | 18.7765 | 18.77 | 18.8885 | 19.0098 | 18.999 | 19.045 | 19.0391 | 18.8427 | 18.8075 | 18.5279 | 18.5107 | 18.6063 | 18.626 | 18.5952 | 18.5911 | 18.75 | 18.6644 | 18.7565 | 19.04 | 19.0229 | 19.2647 | 19.2939 | 19.3721 | 19.6023 | 19.9245 | 20.1065 | 20.1847 | 20.3075 | 20.6157 | 20.5612 | 20.509 | 20.6017 | 20.5337 | 20.6666 | 20.8111 | 20.5927 | 20.4527 | 27.0408 | 27.345 | 27.4886 | 27.3169 | 27.4602 | 27.4709 | 27.5575 | 27.582 | 28.0713 | 28.4474 | 28.442 | 28.7819 | 28.6722 | 28.8524 | 29.0937 | 29.1695 | 29.1848 | 29.2397 | 29.2143 | 29.0053 | 28.703 | 28.6218 | 28.7151 | 28.8411 | 28.9295 | 29.1885 | 29.4835 | 29.6968 | 29.7597 | 29.7494 | 29.9373 | 30.1295 | 30.1125 | 30.1853 | 30.176 | 29.8648 | 29.809 | 29.3658 | 29.3385 | 29.49 | 29.5212 | 29.4724 | 29.4659 | 29.7177 | 29.5821 | 29.7281 | 30.1775 | 30.1503 | 30.5336 | 30.5798 | 30.7038 | 31.0686 | 31.5793 | 31.8678 | 31.9916 | 32.1863 | 0 | 0 | 0 | 0 | 0 | 0 | 0 | 0 | 0 | 3.1235 | 3.1587 | 3.1753 | 3.1554 | 3.172 | 3.1732 | 3.1832 | 3.186 | 3.2426 | 3.286 | 3.2854 | 3.3246 | 3.312 | 3.3328 | 3.3607 | 3.3694 | 3.3712 | 3.3775 | 3.3746 | 3.3505 | 3.3155 | 3.3061 | 3.3169 | 3.3315 | 3.3417 | 3.3716 | 3.4057 | 3.4303 | 3.4376 | 3.4364 | 3.4581 | 3.4803 | 3.4783 | 3.4868 | 3.4857 | 3.4497 | 3.4433 | 3.3921 | 3.3889 | 3.4064 | 3.41 | 3.4044 | 3.4036 | 3.4327 | 3.4171 | 3.4339 | 3.4858 | 3.4827 | 3.527 | 3.5323 | 3.5466 | 3.5888 | 3.6478 | 3.6811 | 3.6954 | 3.7179 | 0 | 0 | 0 | 0 | 0 | 0 | 0 | 0 | 0 | 633.1297 | 654.3385 | 672.2465 | 682.7429 | 701.4241 | 717.135 | 735.2224 | 752.0645 | 782.2449 | 810.1657 | 827.8346 | 856.1572 | 871.6579 | 896.4334 | 923.8169 | 946.5985 | 967.9303 | 991.0886 | 1012.0109 | 1026.8776 | 1038.5303 | 1058.3745 | 1085.1837 | 1113.9263 | 1141.9229 | 1177.4918 | 1215.5575 | 1251.291 | 1281.5262 | 1309.2678 | 1346.5221 | 1384.9792 | 1414.651 | 1449.2703 | 1480.6966 | 1497.6627 | 1527.7537 | 1538.1488 | 1570.5272 | 1613.3684 | 1650.6066 | 1684.1328 | 1720.8012 | 1773.6903 | 1804.4378 | 1853.2376 | 1922.6393 | 1963.1656 | 2031.8636 | 2079.7071 | 2134.0818 | 2206.9418 | 2292.5701 | 2364.4148 | 2425.8211 | 2494.2768 | 0 | 0 | 0 | 0 | 0 | 0 | 0 | 0 | 0 | 13529.7519 | 13982.9756 | 14365.6645 | 14589.9677 | 14989.1791 | 15324.915 | 15711.4359 | 16071.3449 | 16716.29 | 17312.9467 | 17690.5241 | 18295.7689 | 18627.012 | 19156.4561 | 19741.6316 | 20228.466 | 20684.3198 | 21179.2027 | 21626.3058 | 21944.0021 | 22193.0152 | 22617.079 | 23189.9813 | 23804.2007 | 24402.4778 | 25162.5713 | 25976.0222 | 26739.6341 | 27385.7503 | 27978.5783 | 28774.6881 | 29596.5031 | 30230.5778 | 30970.3799 | 31641.9487 | 32004.5092 | 32647.5416 | 32869.6823 | 33561.5962 | 34477.0979 | 35272.8642 | 35989.3074 | 36772.896 | 37903.1172 | 38560.1808 | 39603.0155 | 41086.1028 | 41952.1369 | 43420.1867 | 44442.5861 | 45604.5543 | 47161.545 | 48991.3906 | 50526.6852 | 51838.9167 | 53301.7907 | 0 | 0 | 0 | 0 | 0 | 0 | 0 | 0 | 0 | 14162.8816 | 14637.314 | 15037.911 | 15272.7106 | 15690.6032 | 16042.05 | 16446.6583 | 16823.4094 | 17498.5349 | 18123.1124 | 18518.3586 | 19151.9261 | 19498.6699 | 20052.8895 | 20665.4485 | 21175.0645 | 21652.2502 | 22170.2913 | 22638.3167 | 22970.8797 | 23231.5455 | 23675.4535 | 24275.165 | 24918.127 | 25544.4007 | 26340.063 | 27191.5797 | 27990.9251 | 28667.2766 | 29287.8462 | 30121.2102 | 30981.4823 | 31645.2288 | 32419.6502 | 33122.6453 | 33502.1719 | 34175.2953 | 34407.8312 | 35132.1234 | 36090.4664 | 36923.4708 | 37673.4402 | 38493.6971 | 39676.8075 | 40364.6186 | 41456.2531 | 43008.7421 | 43915.3026 | 45452.0503 | 46522.2933 | 47738.6361 | 49368.4867 | 51283.9606 | 52891.1 | 54264.7378 | 55796.0675 | 0 | 0 | 0 | 0 | 0 | 0 | 0 | 0 | 0
DM-G6 | Brattleboro | 201143 | 201143: L61 DOVER RD. - CIC | 498311 | 0 | 1PH | UG | 4.25 | Zone 3 | 170 | 2458013 |  |  |  |  | 89.45% | 10.55% | 50% | 98% | 83.36% | 256.9221 | 30.3144 | 47.0373 | 5.55 | 987.7825 | 21561.5838 | 22549.3663 | 39.4003 | 2.7406 | 1293.5685 | 236.8263 |  |  |  | 287.2365 | 290.8028 | 291.9339 | 291.2845 | 291.1868 | 293.7784 | 294.9746 | 295.0738 | 299.2627 | 301.0199 | 301.2132 | 302.6318 | 298.4969 | 298.619 | 300.6943 | 301.5938 | 299.3536 | 299.4917 | 299.4802 | 297.9626 | 295.8866 | 294.1787 | 296.7432 | 299.2195 | 300.823 | 301.9829 | 304.3692 | 307.4795 | 308.2213 | 307.5567 | 306.9674 | 308.8428 | 308.7559 | 308.1355 | 307.4286 | 306.4033 | 308.6236 | 304.0872 | 303.4684 | 306.0702 | 306.2591 | 309.9656 | 310.8361 | 315.6248 | 314.9267 | 317.7693 | 319.968 | 318.2975 | 322.6472 | 323.3771 | 323.5496 | 326.2971 | 330.0472 | 331.2763 | 329.6446 | 332.549 | 336.4263 | 336.692 | 335.9767 | 336.7483 | 334.9716 | 337.1648 | 340.7486 | 338.0594 | 336.9159 | 256.9221 | 260.1121 | 261.1238 | 260.5429 | 260.4555 | 262.7736 | 263.8436 | 263.9323 | 267.6791 | 269.2508 | 269.4237 | 270.6926 | 266.9941 | 267.1033 | 268.9596 | 269.7641 | 267.7603 | 267.8839 | 267.8736 | 266.5162 | 264.6592 | 263.1316 | 265.4255 | 267.6404 | 269.0747 | 270.1122 | 272.2467 | 275.0287 | 275.6922 | 275.0977 | 274.5706 | 276.2481 | 276.1704 | 275.6155 | 274.9831 | 274.066 | 276.0521 | 271.9944 | 271.4409 | 273.7681 | 273.9371 | 277.2524 | 278.031 | 282.3143 | 281.6899 | 284.2326 | 286.1992 | 284.7049 | 288.5956 | 289.2485 | 289.4027 | 291.8603 | 295.2146 | 296.314 | 294.8545 | 297.4524 | 300.9205 | 301.1582 | 300.5184 | 301.2085 | 299.6194 | 301.581 | 304.7866 | 302.3812 | 301.3585 | 30.3144 | 30.6908 | 30.8102 | 30.7416 | 30.7313 | 31.0048 | 31.1311 | 31.1415 | 31.5836 | 31.7691 | 31.7895 | 31.9392 | 31.5028 | 31.5157 | 31.7347 | 31.8296 | 31.5932 | 31.6078 | 31.6066 | 31.4464 | 31.2273 | 31.0471 | 31.3177 | 31.5791 | 31.7483 | 31.8707 | 32.1226 | 32.4508 | 32.5291 | 32.459 | 32.3968 | 32.5947 | 32.5855 | 32.5201 | 32.4454 | 32.3372 | 32.5716 | 32.0928 | 32.0275 | 32.3021 | 32.322 | 32.7132 | 32.8051 | 33.3105 | 33.2368 | 33.5368 | 33.7688 | 33.5925 | 34.0516 | 34.1286 | 34.1468 | 34.4368 | 34.8326 | 34.9623 | 34.7901 | 35.0966 | 35.5058 | 35.5339 | 35.4584 | 35.5398 | 35.3523 | 35.5837 | 35.962 | 35.6782 | 35.5575 | 47.0373 | 47.6213 | 47.8065 | 47.7001 | 47.6841 | 48.1085 | 48.3044 | 48.3207 | 49.0066 | 49.2944 | 49.3261 | 49.5584 | 48.8812 | 48.9012 | 49.2411 | 49.3884 | 49.0215 | 49.0441 | 49.0423 | 48.7937 | 48.4538 | 48.1741 | 48.5941 | 48.9996 | 49.2621 | 49.4521 | 49.8429 | 50.3522 | 50.4737 | 50.3648 | 50.2683 | 50.5755 | 50.5612 | 50.4596 | 50.3439 | 50.176 | 50.5396 | 49.7967 | 49.6954 | 50.1214 | 50.1524 | 50.7593 | 50.9019 | 51.6861 | 51.5717 | 52.0373 | 52.3973 | 52.1237 | 52.836 | 52.9556 | 52.9838 | 53.4337 | 54.0478 | 54.2491 | 53.9819 | 54.4575 | 0 | 0 | 0 | 0 | 0 | 0 | 0 | 0 | 0 | 5.55 | 5.6189 | 5.6407 | 5.6282 | 5.6263 | 5.6764 | 5.6995 | 5.7014 | 5.7823 | 5.8163 | 5.82 | 5.8474 | 5.7675 | 5.7699 | 5.81 | 5.8274 | 5.7841 | 5.7868 | 5.7865 | 5.7572 | 5.7171 | 5.6841 | 5.7336 | 5.7815 | 5.8125 | 5.8349 | 5.881 | 5.9411 | 5.9554 | 5.9426 | 5.9312 | 5.9674 | 5.9658 | 5.9538 | 5.9401 | 5.9203 | 5.9632 | 5.8755 | 5.8636 | 5.9139 | 5.9175 | 5.9891 | 6.0059 | 6.0985 | 6.085 | 6.1399 | 6.1824 | 6.1501 | 6.2342 | 6.2483 | 6.2516 | 6.3047 | 6.3771 | 6.4009 | 6.3694 | 6.4255 | 0 | 0 | 0 | 0 | 0 | 0 | 0 | 0 | 0 | 1101.3258 | 1139.5297 | 1169.1291 | 1192.1918 | 1218.0115 | 1255.8867 | 1288.7426 | 1317.5377 | 1365.6389 | 1403.878 | 1435.6849 | 1474.1801 | 1486.0271 | 1519.3408 | 1563.5577 | 1602.7357 | 1625.829 | 1662.3643 | 1698.871 | 1727.4475 | 1753.1508 | 1781.3783 | 1836.4394 | 1892.5029 | 1944.503 | 1994.9447 | 2054.9448 | 2121.6143 | 2173.5208 | 2216.5485 | 2260.972 | 2324.8308 | 2375.3087 | 2422.6878 | 2470.3063 | 2516.2331 | 2590.2253 | 2608.2994 | 2660.2574 | 2742.0926 | 2804.1481 | 2900.5235 | 2972.6594 | 3084.8618 | 3145.7558 | 3243.9819 | 3338.2883 | 3393.9184 | 3515.9854 | 3601.4656 | 3682.6608 | 3795.6398 | 3923.7263 | 4024.9819 | 4093.2703 | 4220.1807 | 0 | 0 | 0 | 0 | 0 | 0 | 0 | 0 | 0 | 24040.0374 | 24873.9639 | 25520.0679 | 26023.4868 | 26587.0856 | 27413.8363 | 28131.0221 | 28759.5689 | 29809.5353 | 30644.2295 | 31338.5182 | 32178.8037 | 32437.4014 | 33164.5824 | 34129.7607 | 34984.9487 | 35489.0367 | 36286.5389 | 37083.4164 | 37707.1914 | 38268.2509 | 38884.4089 | 40086.2969 | 41310.0672 | 42445.1387 | 43546.1936 | 44855.8914 | 46311.1719 | 47444.2008 | 48383.4221 | 49353.1106 | 50747.0375 | 51848.8819 | 52883.0862 | 53922.5149 | 54925.0171 | 56540.1404 | 56934.6657 | 58068.8202 | 59855.1413 | 61209.7053 | 63313.4131 | 64888.0153 | 67337.1988 | 68666.4094 | 70810.5169 | 72869.0616 | 74083.3708 | 76747.8829 | 78613.7674 | 80386.1182 | 82852.2549 | 85648.1602 | 87858.3962 | 89349.0133 | 92119.2475 | 0 | 0 | 0 | 0 | 0 | 0 | 0 | 0 | 0 | 25141.3632 | 26013.4937 | 26689.197 | 27215.6786 | 27805.0971 | 28669.7231 | 29419.7647 | 30077.1066 | 31175.1741 | 32048.1075 | 32774.203 | 33652.9839 | 33923.4285 | 34683.9232 | 35693.3183 | 36587.6844 | 37114.8657 | 37948.9033 | 38782.2873 | 39434.6389 | 40021.4017 | 40665.7872 | 41922.7363 | 43202.5702 | 44389.6417 | 45541.1383 | 46910.8362 | 48432.7862 | 49617.7216 | 50599.9707 | 51614.0827 | 53071.8683 | 54224.1906 | 55305.774 | 56392.8212 | 57441.2502 | 59130.3657 | 59542.9651 | 60729.0776 | 62597.2339 | 64013.8534 | 66213.9366 | 67860.6747 | 70422.0606 | 71812.1652 | 74054.4988 | 76207.3499 | 77477.2892 | 80263.8684 | 82215.233 | 84068.779 | 86647.8948 | 89571.8864 | 91883.3782 | 93442.2836 | 96339.4282 | 0 | 0 | 0 | 0 | 0 | 0 | 0 | 0 | 0
DM-G6 | Brattleboro | 201149 | 201149: L6 VT RT 30 - CIC | 476653 | 0 | 1PH | UG | 4.35 | Zone 3 | 194 | 2515767 |  |  |  |  | 89.45% | 10.55% | 50% | 98% | 83.36% | 293.1935 | 34.5941 | 53.6778 | 6.3335 | 1127.2341 | 24605.5722 | 25732.8063 | 39.4003 | 3.1275 | 1476.1899 | 270.2606 |  |  |  | 327.7876 | 331.8574 | 333.1481 | 332.407 | 332.2955 | 335.253 | 336.6181 | 336.7313 | 341.5115 | 343.5168 | 343.7375 | 345.3563 | 340.6377 | 340.777 | 343.1453 | 344.1717 | 341.6152 | 341.7729 | 341.7598 | 340.0279 | 337.6588 | 335.7098 | 338.6364 | 341.4622 | 343.2921 | 344.6158 | 347.339 | 350.8883 | 351.7349 | 350.9764 | 350.3039 | 352.4441 | 352.345 | 351.637 | 350.8303 | 349.6602 | 352.194 | 347.0172 | 346.311 | 349.2801 | 349.4957 | 353.7255 | 354.7188 | 360.1836 | 359.3869 | 362.6309 | 365.1399 | 363.2336 | 368.1974 | 369.0303 | 369.2271 | 372.3626 | 376.6421 | 378.0447 | 376.1826 | 379.4971 | 383.9217 | 384.225 | 383.4087 | 384.2892 | 382.2618 | 384.7645 | 388.8543 | 385.7854 | 384.4805 | 293.1935 | 296.8338 | 297.9883 | 297.3254 | 297.2257 | 299.871 | 301.0921 | 301.1933 | 305.4691 | 307.2627 | 307.46 | 308.908 | 304.6874 | 304.812 | 306.9304 | 307.8485 | 305.5618 | 305.7029 | 305.6911 | 304.142 | 302.0229 | 300.2796 | 302.8973 | 305.4249 | 307.0617 | 308.2457 | 310.6815 | 313.8562 | 314.6134 | 313.935 | 313.3335 | 315.2478 | 315.1591 | 314.5259 | 313.8043 | 312.7577 | 315.0241 | 310.3936 | 309.762 | 312.4178 | 312.6106 | 316.394 | 317.2824 | 322.1705 | 321.4579 | 324.3595 | 326.6037 | 324.8986 | 329.3386 | 330.0836 | 330.2596 | 333.0641 | 336.892 | 338.1466 | 336.481 | 339.4457 | 343.4034 | 343.6746 | 342.9445 | 343.7321 | 341.9186 | 344.1572 | 347.8153 | 345.0703 | 343.9032 | 34.5941 | 35.0236 | 35.1598 | 35.0816 | 35.0699 | 35.382 | 35.5261 | 35.538 | 36.0425 | 36.2541 | 36.2774 | 36.4483 | 35.9503 | 35.965 | 36.2149 | 36.3232 | 36.0534 | 36.0701 | 36.0687 | 35.8859 | 35.6359 | 35.4302 | 35.7391 | 36.0373 | 36.2304 | 36.3701 | 36.6575 | 37.0321 | 37.1214 | 37.0414 | 36.9704 | 37.1963 | 37.1858 | 37.1111 | 37.026 | 36.9025 | 37.1699 | 36.6235 | 36.549 | 36.8624 | 36.8851 | 37.3315 | 37.4364 | 38.0131 | 37.929 | 38.2714 | 38.5362 | 38.335 | 38.8589 | 38.9468 | 38.9675 | 39.2985 | 39.7501 | 39.8981 | 39.7016 | 40.0514 | 40.5184 | 40.5504 | 40.4642 | 40.5572 | 40.3432 | 40.6073 | 41.039 | 40.7151 | 40.5774 | 53.6778 | 54.3443 | 54.5556 | 54.4343 | 54.416 | 54.9003 | 55.1239 | 55.1424 | 55.9252 | 56.2536 | 56.2897 | 56.5548 | 55.7821 | 55.8049 | 56.1928 | 56.3608 | 55.9422 | 55.968 | 55.9659 | 55.6823 | 55.2943 | 54.9751 | 55.4544 | 55.9171 | 56.2168 | 56.4336 | 56.8795 | 57.4607 | 57.5994 | 57.4752 | 57.365 | 57.7155 | 57.6993 | 57.5834 | 57.4512 | 57.2596 | 57.6746 | 56.8268 | 56.7112 | 57.1974 | 57.2327 | 57.9254 | 58.088 | 58.9829 | 58.8525 | 59.3837 | 59.7946 | 59.4824 | 60.2953 | 60.4316 | 60.4639 | 60.9773 | 61.6781 | 61.9078 | 61.6029 | 62.1457 | 0 | 0 | 0 | 0 | 0 | 0 | 0 | 0 | 0 | 6.3335 | 6.4121 | 6.4371 | 6.4227 | 6.4206 | 6.4777 | 6.5041 | 6.5063 | 6.5987 | 6.6374 | 6.6417 | 6.6729 | 6.5818 | 6.5845 | 6.6302 | 6.6501 | 6.6007 | 6.6037 | 6.6035 | 6.57 | 6.5242 | 6.4866 | 6.5431 | 6.5977 | 6.6331 | 6.6586 | 6.7113 | 6.7798 | 6.7962 | 6.7815 | 6.7685 | 6.8099 | 6.808 | 6.7943 | 6.7787 | 6.7561 | 6.8051 | 6.705 | 6.6914 | 6.7488 | 6.7529 | 6.8347 | 6.8538 | 6.9594 | 6.944 | 7.0067 | 7.0552 | 7.0184 | 7.1143 | 7.1304 | 7.1342 | 7.1948 | 7.2774 | 7.3045 | 7.2686 | 7.3326 | 0 | 0 | 0 | 0 | 0 | 0 | 0 | 0 | 0 | 1256.8071 | 1300.4045 | 1334.1827 | 1360.5013 | 1389.9661 | 1433.1884 | 1470.6827 | 1503.543 | 1558.4349 | 1602.0725 | 1638.3698 | 1682.2997 | 1695.8191 | 1733.836 | 1784.2952 | 1829.0042 | 1855.3578 | 1897.051 | 1938.7116 | 1971.3224 | 2000.6544 | 2032.867 | 2095.7014 | 2159.6798 | 2219.0211 | 2276.584 | 2345.0546 | 2421.1363 | 2480.3708 | 2529.473 | 2580.1681 | 2653.0422 | 2710.6464 | 2764.7143 | 2819.0554 | 2871.466 | 2955.9042 | 2976.5299 | 3035.8232 | 3129.2116 | 3200.0279 | 3310.0092 | 3392.329 | 3520.3717 | 3589.8625 | 3701.9559 | 3809.5761 | 3873.0598 | 4012.3598 | 4109.9078 | 4202.5659 | 4331.4949 | 4477.6641 | 4593.2147 | 4671.1437 | 4815.9709 | 0 | 0 | 0 | 0 | 0 | 0 | 0 | 0 | 0 | 27433.925 | 28385.5824 | 29122.901 | 29697.3908 | 30340.5565 | 31284.025 | 32102.4605 | 32819.7434 | 34017.9403 | 34970.4736 | 35762.7796 | 36721.6937 | 37016.7992 | 37846.6411 | 38948.0798 | 39924.0003 | 40499.2537 | 41409.3444 | 42318.7222 | 43030.5596 | 43670.8275 | 44373.9725 | 45745.5388 | 47142.0767 | 48437.3936 | 49693.8916 | 51188.4878 | 52849.2197 | 54142.2056 | 55214.0229 | 56320.6086 | 57911.3251 | 59168.7241 | 60348.9337 | 61535.1053 | 62679.1372 | 64522.2779 | 64972.5008 | 66266.7713 | 68305.2789 | 69851.0755 | 72251.7773 | 74048.6763 | 76843.6269 | 78360.4908 | 80807.2957 | 83156.4585 | 84542.1997 | 87582.8782 | 89712.1816 | 91734.7466 | 94549.0439 | 97739.6651 | 100261.9345 | 101962.9917 | 105124.3178 | 0 | 0 | 0 | 0 | 0 | 0 | 0 | 0 | 0 | 28690.7321 | 29685.9869 | 30457.0837 | 31057.8921 | 31730.5226 | 32717.2134 | 33573.1432 | 34323.2863 | 35576.3752 | 36572.5462 | 37401.1493 | 38403.9934 | 38712.6184 | 39580.4771 | 40732.3751 | 41753.0045 | 42354.6115 | 43306.3955 | 44257.4338 | 45001.882 | 45671.4819 | 46406.8396 | 47841.2402 | 49301.7566 | 50656.4147 | 51970.4755 | 53533.5425 | 55270.356 | 56622.5764 | 57743.4959 | 58900.7767 | 60564.3673 | 61879.3705 | 63113.648 | 64354.1607 | 65550.6031 | 67478.1821 | 67949.0307 | 69302.5945 | 71434.4904 | 73051.1033 | 75561.7865 | 77441.0053 | 80363.9985 | 81950.3532 | 84509.2516 | 86966.0346 | 88415.2595 | 91595.238 | 93822.0895 | 95937.3125 | 98880.5387 | 102217.3292 | 104855.1492 | 106634.1354 | 109940.2887 | 0 | 0 | 0 | 0 | 0 | 0 | 0 | 0 | 0
CH-G11 | Springfield | 201152 | 201152: L342 TOWNSHEND RD | 488351 | 0 | 1PH | OH | 5.2 | Zone 3 | 73 | 2617704 |  |  |  |  | 85.9% | 14.1% | 50% | 90% | 80.33% | 326.763 | 53.642 | 90.5218 | 14.8602 | 1900.9586 | 57732.0032 | 59632.9618 | 20.331 | 4.9804 | 2350.7515 | 651.2193 |  |  |  | 380.405 | 385.5871 | 387.3774 | 384.2288 | 385.9417 | 387.8147 | 389.2777 | 389.8227 | 395.4061 | 398.0679 | 398.0767 | 401.9005 | 396.4325 | 397.2327 | 400.5675 | 401.4277 | 398.4564 | 398.0559 | 398.2628 | 396.1262 | 392.7224 | 391.4666 | 393.4902 | 396.3717 | 397.3879 | 400.1731 | 402.8534 | 405.956 | 407.069 | 406.2507 | 406.867 | 408.4694 | 408.2027 | 407.9204 | 408.7331 | 408.0251 | 408.6034 | 404.116 | 404.5987 | 406.3177 | 406.6783 | 408.0894 | 410.2868 | 414.981 | 413.7378 | 415.668 | 417.9872 | 417.4437 | 421.8176 | 422.9575 | 424.367 | 428.623 | 434.7366 | 436.2538 | 435.9558 | 438.9078 | 444.9629 | 444.9674 | 444.5207 | 446.6173 | 445.1028 | 448.2749 | 452.9606 | 448.6281 | 446.8613 | 326.763 | 331.2143 | 332.7522 | 330.0475 | 331.5189 | 333.1279 | 334.3845 | 334.8526 | 339.6487 | 341.9352 | 341.9427 | 345.2273 | 340.5304 | 341.2178 | 344.0823 | 344.8212 | 342.2689 | 341.9248 | 342.1026 | 340.2673 | 337.3435 | 336.2647 | 338.003 | 340.4781 | 341.3511 | 343.7435 | 346.0458 | 348.7109 | 349.6671 | 348.9641 | 349.4935 | 350.8699 | 350.6408 | 350.3984 | 351.0964 | 350.4883 | 350.985 | 347.1304 | 347.5451 | 349.0216 | 349.3314 | 350.5435 | 352.431 | 356.4633 | 355.3954 | 357.0534 | 359.0456 | 358.5788 | 362.3358 | 363.315 | 364.5257 | 368.1816 | 373.4331 | 374.7364 | 374.4804 | 377.0161 | 382.2174 | 382.2213 | 381.8376 | 383.6385 | 382.3376 | 385.0624 | 389.0873 | 385.3657 | 383.8481 | 53.642 | 54.3728 | 54.6252 | 54.1812 | 54.4228 | 54.6869 | 54.8932 | 54.97 | 55.7574 | 56.1327 | 56.134 | 56.6732 | 55.9021 | 56.0149 | 56.4852 | 56.6065 | 56.1875 | 56.131 | 56.1602 | 55.8589 | 55.3789 | 55.2018 | 55.4872 | 55.8935 | 56.0368 | 56.4296 | 56.8075 | 57.245 | 57.402 | 57.2866 | 57.3735 | 57.5995 | 57.5618 | 57.522 | 57.6366 | 57.5368 | 57.6183 | 56.9856 | 57.0536 | 57.296 | 57.3469 | 57.5459 | 57.8557 | 58.5177 | 58.3424 | 58.6145 | 58.9416 | 58.865 | 59.4817 | 59.6425 | 59.8412 | 60.4414 | 61.3035 | 61.5174 | 61.4754 | 61.8917 | 62.7455 | 62.7461 | 62.6832 | 62.9788 | 62.7652 | 63.2126 | 63.8733 | 63.2623 | 63.0132 | 90.5218 | 91.755 | 92.181 | 91.4318 | 91.8394 | 92.2851 | 92.6332 | 92.7629 | 94.0915 | 94.725 | 94.727 | 95.637 | 94.3358 | 94.5262 | 95.3198 | 95.5244 | 94.8174 | 94.7221 | 94.7713 | 94.2629 | 93.4529 | 93.1541 | 93.6356 | 94.3213 | 94.5631 | 95.2259 | 95.8637 | 96.602 | 96.8669 | 96.6721 | 96.8188 | 97.2001 | 97.1366 | 97.0695 | 97.2628 | 97.0944 | 97.232 | 96.1641 | 96.279 | 96.6881 | 96.7739 | 97.1097 | 97.6326 | 98.7496 | 98.4538 | 98.9131 | 99.465 | 0 | 0 | 0 | 0 | 0 | 0 | 0 | 0 | 0 | 0 | 0 | 0 | 0 | 0 | 0 | 0 | 0 | 0 | 14.8602 | 15.0627 | 15.1326 | 15.0096 | 15.0765 | 15.1497 | 15.2068 | 15.2281 | 15.4462 | 15.5502 | 15.5506 | 15.6999 | 15.4863 | 15.5176 | 15.6479 | 15.6815 | 15.5654 | 15.5498 | 15.5578 | 15.4744 | 15.3414 | 15.2923 | 15.3714 | 15.484 | 15.5237 | 15.6325 | 15.7372 | 15.8584 | 15.9018 | 15.8699 | 15.894 | 15.9565 | 15.9461 | 15.9351 | 15.9668 | 15.9392 | 15.9618 | 15.7865 | 15.8053 | 15.8725 | 15.8866 | 15.9417 | 16.0275 | 16.2109 | 16.1624 | 16.2378 | 16.3284 | 0 | 0 | 0 | 0 | 0 | 0 | 0 | 0 | 0 | 0 | 0 | 0 | 0 | 0 | 0 | 0 | 0 | 0 | 2119.4693 | 2195.6057 | 2254.3279 | 2285.1963 | 2345.8825 | 2409.1273 | 2471.416 | 2529.3231 | 2621.9927 | 2697.7161 | 2757.1263 | 2844.85 | 2867.8801 | 2936.8898 | 3026.6989 | 3099.929 | 3144.6774 | 3210.6296 | 3282.9694 | 3337.1951 | 3381.3069 | 3444.6451 | 3538.6255 | 3642.9581 | 3732.6488 | 3841.5036 | 3952.3124 | 4070.3719 | 4171.3259 | 4254.5248 | 4354.7209 | 4468.0526 | 4563.3679 | 4660.537 | 4772.558 | 4869.1053 | 4983.2783 | 5036.9787 | 5153.9416 | 5289.7072 | 5410.8789 | 5549.1054 | 5701.723 | 5893.8315 | 6005.4502 | 6166.2032 | 6337.0216 | 0 | 0 | 0 | 0 | 0 | 0 | 0 | 0 | 0 | 0 | 0 | 0 | 0 | 0 | 0 | 0 | 0 | 0 | 64368.1616 | 66680.4172 | 68463.8084 | 69401.2799 | 71244.3165 | 73165.0574 | 75056.7612 | 76815.3967 | 79629.7679 | 81929.4817 | 83733.7669 | 86397.9294 | 87097.3541 | 89193.1741 | 91920.6711 | 94144.6654 | 95503.6699 | 97506.6359 | 99703.5917 | 101350.4236 | 102690.0937 | 104613.6727 | 107467.8522 | 110636.4272 | 113360.3289 | 116666.2421 | 120031.4978 | 123616.9601 | 126682.927 | 129209.6718 | 132252.6217 | 135694.4984 | 138589.2193 | 141540.2381 | 144942.3116 | 147874.4452 | 151341.8738 | 152972.7513 | 156524.9074 | 160648.1009 | 164328.0798 | 168526.01 | 173160.9982 | 178995.3226 | 182385.1764 | 187267.236 | 192454.9784 | 0 | 0 | 0 | 0 | 0 | 0 | 0 | 0 | 0 | 0 | 0 | 0 | 0 | 0 | 0 | 0 | 0 | 0 | 66487.631 | 68876.0229 | 70718.1363 | 71686.4762 | 73590.1991 | 75574.1847 | 77528.1772 | 79344.7198 | 82251.7606 | 84627.1978 | 86490.8933 | 89242.7793 | 89965.2343 | 92130.0639 | 94947.3701 | 97244.5944 | 98648.3472 | 100717.2655 | 102986.5611 | 104687.6188 | 106071.4006 | 108058.3178 | 111006.4777 | 114279.3853 | 117092.9778 | 120507.7457 | 123983.8102 | 127687.3321 | 130854.253 | 133464.1966 | 136607.3426 | 140162.5509 | 143152.5872 | 146200.775 | 149714.8696 | 152743.5504 | 156325.1521 | 158009.73 | 161678.8489 | 165937.8081 | 169738.9587 | 174075.1153 | 178862.7212 | 184889.1541 | 188390.6266 | 193433.4393 | 198792 | 0 | 0 | 0 | 0 | 0 | 0 | 0 | 0 | 0 | 0 | 0 | 0 | 0 | 0 | 0 | 0 | 0 | 0
BV-G43 | Springfield | 201153 | 201153: L438 BROWNSVILLE - CIC | 0 | 0 | 1PH | UG | 1.5 | Zone 3 | 165 | 1442345 |  |  |  |  | 87.31% | 12.69% | 50% | 98% | 83.36% | 196.597 | 28.5788 | 35.993 | 5.2322 | 755.8521 | 20327.1077 | 21082.9597 | 6.4616 | 2.0823 | 982.8629 | 179.9424 |  |  |  | 225.1759 | 227.5257 | 228.6472 | 226.7505 | 227.7121 | 227.058 | 228.299 | 228.1902 | 231.8063 | 235.3083 | 236.0614 | 238.0896 | 236.7693 | 237.7757 | 239.4615 | 240.4089 | 240.1468 | 241.3364 | 242.3862 | 241.1669 | 237.9602 | 237.4644 | 238.1062 | 239.4498 | 241.193 | 243.7118 | 246.2488 | 249.5089 | 248.8996 | 248.953 | 250.3319 | 251.9495 | 252.3513 | 252.3655 | 252.5873 | 250.1574 | 251.1657 | 247.9049 | 245.9419 | 247.981 | 247.7015 | 246.3097 | 245.6369 | 248.4858 | 248.1358 | 249.7758 | 252.8873 | 251.4705 | 254.9186 | 255.3804 | 255.6309 | 259.7975 | 265.3396 | 267.1547 | 266.4064 | 268.0607 | 270.483 | 269.475 | 268.9361 | 268.6075 | 268.2206 | 269.3696 | 268.6936 | 265.4782 | 265.096 | 196.597 | 198.6486 | 199.6278 | 197.9719 | 198.8114 | 198.2403 | 199.3238 | 199.2288 | 202.3859 | 205.4435 | 206.101 | 207.8718 | 206.7191 | 207.5978 | 209.0696 | 209.8968 | 209.6679 | 210.7066 | 211.6231 | 210.5585 | 207.7588 | 207.326 | 207.8863 | 209.0594 | 210.5813 | 212.7805 | 214.9955 | 217.8418 | 217.3099 | 217.3565 | 218.5604 | 219.9726 | 220.3235 | 220.3358 | 220.5295 | 218.408 | 219.2883 | 216.4414 | 214.7275 | 216.5078 | 216.2638 | 215.0486 | 214.4613 | 216.9486 | 216.643 | 218.0748 | 220.7914 | 219.5545 | 222.565 | 222.9681 | 223.1868 | 226.8246 | 231.6633 | 233.248 | 232.5947 | 234.0391 | 236.1539 | 235.2739 | 234.8033 | 234.5165 | 234.1787 | 235.1818 | 234.5916 | 231.7843 | 231.4506 | 28.5788 | 28.877 | 29.0194 | 28.7787 | 28.9007 | 28.8177 | 28.9752 | 28.9614 | 29.4203 | 29.8648 | 29.9604 | 30.2178 | 30.0502 | 30.1779 | 30.3919 | 30.5122 | 30.4789 | 30.6299 | 30.7631 | 30.6083 | 30.2014 | 30.1384 | 30.2199 | 30.3904 | 30.6117 | 30.9313 | 31.2533 | 31.6671 | 31.5898 | 31.5966 | 31.7716 | 31.9768 | 32.0279 | 32.0296 | 32.0578 | 31.7494 | 31.8774 | 31.4635 | 31.2144 | 31.4732 | 31.4377 | 31.2611 | 31.1757 | 31.5372 | 31.4928 | 31.701 | 32.0959 | 31.9161 | 32.3537 | 32.4123 | 32.4441 | 32.9729 | 33.6763 | 33.9067 | 33.8117 | 34.0217 | 34.3291 | 34.2012 | 34.1328 | 34.0911 | 34.0419 | 34.1878 | 34.102 | 33.6939 | 33.6454 | 35.993 | 36.3686 | 36.5478 | 36.2447 | 36.3984 | 36.2938 | 36.4922 | 36.4748 | 37.0528 | 37.6126 | 37.7329 | 38.0571 | 37.8461 | 38.007 | 38.2764 | 38.4279 | 38.386 | 38.5761 | 38.7439 | 38.549 | 38.0365 | 37.9572 | 38.0598 | 38.2746 | 38.5532 | 38.9558 | 39.3613 | 39.8824 | 39.7851 | 39.7936 | 40.014 | 40.2726 | 40.3368 | 40.339 | 40.3745 | 39.9861 | 40.1473 | 39.6261 | 39.3123 | 39.6382 | 39.5935 | 39.3711 | 39.2635 | 39.7189 | 39.663 | 39.9251 | 40.4225 | 40.196 | 40.7472 | 40.821 | 40.861 | 41.527 | 42.4129 | 42.703 | 42.5834 | 42.8478 | 0 | 0 | 0 | 0 | 0 | 0 | 0 | 0 | 0 | 5.2322 | 5.2868 | 5.3129 | 5.2688 | 5.2911 | 5.2759 | 5.3048 | 5.3022 | 5.3863 | 5.4676 | 5.4851 | 5.5323 | 5.5016 | 5.525 | 5.5641 | 5.5862 | 5.5801 | 5.6077 | 5.6321 | 5.6038 | 5.5293 | 5.5177 | 5.5327 | 5.5639 | 5.6044 | 5.6629 | 5.7219 | 5.7976 | 5.7835 | 5.7847 | 5.8167 | 5.8543 | 5.8637 | 5.864 | 5.8691 | 5.8127 | 5.8361 | 5.7603 | 5.7147 | 5.7621 | 5.7556 | 5.7233 | 5.7076 | 5.7738 | 5.7657 | 5.8038 | 5.8761 | 5.8432 | 5.9233 | 5.934 | 5.9399 | 6.0367 | 6.1654 | 6.2076 | 6.1902 | 6.2287 | 0 | 0 | 0 | 0 | 0 | 0 | 0 | 0 | 0 | 842.7355 | 870.2634 | 893.7934 | 905.8795 | 929.7351 | 947.4596 | 973.5961 | 994.5411 | 1032.5279 | 1071.1856 | 1098.2555 | 1132.0609 | 1150.5503 | 1180.8605 | 1215.3955 | 1247.049 | 1273.0945 | 1307.5478 | 1342.1265 | 1364.7532 | 1376.2323 | 1403.579 | 1438.3344 | 1478.2729 | 1521.7933 | 1571.5146 | 1622.8072 | 1680.4662 | 1713.2425 | 1751.3095 | 1799.7515 | 1851.2313 | 1894.9762 | 1936.7741 | 1981.1232 | 2005.2298 | 2057.6049 | 2075.572 | 2104.4372 | 2168.5669 | 2213.7771 | 2249.7678 | 2292.9827 | 2370.607 | 2419.3477 | 2488.9154 | 2575.3583 | 2617.2709 | 2711.5278 | 2776.2014 | 2840.0605 | 2949.8509 | 3079.0595 | 3168.3248 | 3228.9588 | 3320.4882 | 0 | 0 | 0 | 0 | 0 | 0 | 0 | 0 | 0 | 22663.6611 | 23403.9697 | 24036.7603 | 24361.7914 | 25003.3383 | 25480.0029 | 26182.8929 | 26746.1647 | 27767.7433 | 28807.3647 | 29535.3535 | 30444.4814 | 30941.717 | 31756.8476 | 32685.5974 | 33536.8529 | 34237.2945 | 35163.8456 | 36093.7703 | 36702.2692 | 37010.9748 | 37746.4103 | 38681.0849 | 39755.1494 | 40925.5426 | 42262.6968 | 43642.108 | 45192.728 | 46074.1806 | 47097.9153 | 48400.6653 | 49785.1095 | 50961.541 | 52085.6112 | 53278.2899 | 53926.5875 | 55335.1097 | 55818.2978 | 56594.5695 | 58319.206 | 59535.0444 | 60502.9397 | 61665.1169 | 63752.6672 | 65063.4472 | 66934.3315 | 69259.0374 | 70386.1898 | 72921.04 | 74660.3032 | 76377.6656 | 79330.2542 | 82805.0573 | 85205.6673 | 86836.2951 | 89297.7925 | 0 | 0 | 0 | 0 | 0 | 0 | 0 | 0 | 0 | 23506.3965 | 24274.2332 | 24930.5537 | 25267.6709 | 25933.0733 | 26427.4624 | 27156.489 | 27740.7057 | 28800.2712 | 29878.5503 | 30633.609 | 31576.5423 | 32092.2673 | 32937.7081 | 33900.993 | 34783.9019 | 35510.389 | 36471.3934 | 37435.8968 | 38067.0224 | 38387.2071 | 39149.9893 | 40119.4193 | 41233.4223 | 42447.3359 | 43834.2114 | 45264.9152 | 46873.1941 | 47787.4231 | 48849.2247 | 50200.4168 | 51636.3408 | 52856.5172 | 54022.3853 | 55259.4132 | 55931.8173 | 57392.7146 | 57893.8698 | 58699.0067 | 60487.7728 | 61748.8215 | 62752.7074 | 63958.0996 | 66123.2742 | 67482.7949 | 69423.247 | 71834.3957 | 73003.4607 | 75632.5679 | 77436.5045 | 79217.7261 | 82280.1051 | 85884.1168 | 88373.9921 | 90065.2538 | 92618.2807 | 0 | 0 | 0 | 0 | 0 | 0 | 0 | 0 | 0
CV-G65 | Springfield | 202178 | 202178: CV-G65 L2P206 | 521921 | 654678 | 3PH | OH | 5.5 | Zone 1 | 173 | 4138361 | Main line feed backs up BV-G44 | 339 Customers on CV-G65 and 792 on BV-G44 |  |  | 89.64% | 10.36% | 100% | 90% | 80.33% | 321.5998 | 37.1485 | 89.0915 | 10.2911 | 1870.9215 | 39980.9125 | 41851.8339 | 3.2948 | 1.131 | 533.8138 | 147.8803 |  |  |  | 358.7482 | 362.7844 | 364.69 | 362.4112 | 364.3126 | 364.4547 | 365.6036 | 365.9282 | 372.4197 | 377.4095 | 377.339 | 381.8482 | 380.3929 | 382.7837 | 385.985 | 386.9897 | 387.1924 | 387.9219 | 387.5843 | 384.8121 | 380.8012 | 379.7237 | 380.9611 | 382.6335 | 383.8065 | 387.2421 | 391.1554 | 393.9864 | 394.8203 | 394.6841 | 397.1766 | 399.7262 | 399.5009 | 400.4672 | 400.3434 | 396.214 | 395.4742 | 389.594 | 389.232 | 391.2422 | 391.6561 | 391.009 | 390.922 | 394.2633 | 392.4638 | 394.4009 | 400.3628 | 400.0018 | 405.0873 | 405.7003 | 407.3459 | 412.1851 | 418.9605 | 422.7886 | 424.4314 | 427.0144 | 433.496 | 432.3495 | 431.2516 | 433.1998 | 431.7707 | 434.5645 | 437.6045 | 433.0119 | 430.0679 | 321.5998 | 325.218 | 326.9263 | 324.8834 | 326.5879 | 326.7153 | 327.7452 | 328.0362 | 333.8556 | 338.3287 | 338.2654 | 342.3077 | 341.0031 | 343.1464 | 346.0162 | 346.9168 | 347.0985 | 347.7525 | 347.4498 | 344.9647 | 341.3691 | 340.4032 | 341.5125 | 343.0117 | 344.0633 | 347.1431 | 350.6511 | 353.189 | 353.9366 | 353.8144 | 356.0489 | 358.3344 | 358.1324 | 358.9987 | 358.8878 | 355.1859 | 354.5227 | 349.2515 | 348.9269 | 350.729 | 351.1 | 350.5199 | 350.4419 | 353.4372 | 351.824 | 353.5606 | 358.9051 | 358.5815 | 363.1404 | 363.69 | 365.1651 | 369.5032 | 375.5771 | 379.0087 | 380.4814 | 382.7969 | 388.6073 | 387.5796 | 386.5954 | 388.3418 | 387.0608 | 389.5652 | 392.2904 | 388.1734 | 385.5342 | 37.1485 | 37.5664 | 37.7638 | 37.5278 | 37.7247 | 37.7394 | 37.8584 | 37.892 | 38.5642 | 39.0809 | 39.0736 | 39.5405 | 39.3898 | 39.6374 | 39.9689 | 40.0729 | 40.0939 | 40.1694 | 40.1345 | 39.8474 | 39.4321 | 39.3205 | 39.4486 | 39.6218 | 39.7433 | 40.099 | 40.5043 | 40.7974 | 40.8838 | 40.8697 | 41.1278 | 41.3918 | 41.3684 | 41.4685 | 41.4557 | 41.0281 | 40.9515 | 40.3426 | 40.3051 | 40.5132 | 40.5561 | 40.4891 | 40.4801 | 40.8261 | 40.6397 | 40.8403 | 41.4577 | 41.4203 | 41.9469 | 42.0104 | 42.1808 | 42.6819 | 43.3835 | 43.7799 | 43.95 | 44.2175 | 44.8886 | 44.7699 | 44.6562 | 44.858 | 44.71 | 44.9993 | 45.3141 | 44.8385 | 44.5337 | 89.0915 | 90.0938 | 90.5671 | 90.0012 | 90.4734 | 90.5086 | 90.794 | 90.8746 | 92.4867 | 93.7258 | 93.7083 | 94.8281 | 94.4667 | 95.0605 | 95.8555 | 96.105 | 96.1553 | 96.3365 | 96.2526 | 95.5642 | 94.5681 | 94.3005 | 94.6078 | 95.0232 | 95.3145 | 96.1677 | 97.1395 | 97.8425 | 98.0496 | 98.0158 | 98.6348 | 99.268 | 99.212 | 99.452 | 99.4212 | 98.3957 | 98.212 | 96.7517 | 96.6618 | 97.161 | 97.2638 | 97.1031 | 97.0815 | 97.9113 | 97.4644 | 97.9455 | 99.426 | 0 | 0 | 0 | 0 | 0 | 0 | 0 | 0 | 0 | 0 | 0 | 0 | 0 | 0 | 0 | 0 | 0 | 0 | 10.2911 | 10.4069 | 10.4615 | 10.3962 | 10.4507 | 10.4548 | 10.4878 | 10.4971 | 10.6833 | 10.8264 | 10.8244 | 10.9537 | 10.912 | 10.9806 | 11.0724 | 11.1012 | 11.1071 | 11.128 | 11.1183 | 11.0388 | 10.9237 | 10.8928 | 10.9283 | 10.9763 | 11.0099 | 11.1085 | 11.2207 | 11.3019 | 11.3259 | 11.322 | 11.3935 | 11.4666 | 11.4601 | 11.4879 | 11.4843 | 11.3658 | 11.3446 | 11.1759 | 11.1656 | 11.2232 | 11.2351 | 11.2165 | 11.214 | 11.3099 | 11.2583 | 11.3138 | 11.4849 | 0 | 0 | 0 | 0 | 0 | 0 | 0 | 0 | 0 | 0 | 0 | 0 | 0 | 0 | 0 | 0 | 0 | 0 | 2085.9795 | 2155.8563 | 2214.8582 | 2249.4406 | 2310.9899 | 2362.7528 | 2422.3455 | 2477.8352 | 2577.2711 | 2669.262 | 2727.4758 | 2820.7908 | 2871.8609 | 2953.4891 | 3043.7098 | 3118.7686 | 3189.0509 | 3265.3506 | 3334.2837 | 3383.2652 | 3421.6573 | 3487.0383 | 3575.3668 | 3670.0654 | 3762.3061 | 3879.4952 | 4004.9108 | 4122.6424 | 4222.2588 | 4313.6594 | 4436.4014 | 4563.1065 | 4660.8664 | 4774.927 | 4878.4676 | 4934.3662 | 5033.5071 | 5067.7562 | 5174.4335 | 5315.583 | 5438.2721 | 5548.7313 | 5669.5428 | 5843.7972 | 5945.1014 | 6105.8827 | 6334.541 | 0 | 0 | 0 | 0 | 0 | 0 | 0 | 0 | 0 | 0 | 0 | 0 | 0 | 0 | 0 | 0 | 0 | 0 | 44576.6247 | 46069.8659 | 47330.7154 | 48069.7297 | 49385.0159 | 50491.1686 | 51764.6434 | 52950.4397 | 55075.3474 | 57041.159 | 58285.1674 | 60279.2743 | 61370.6246 | 63114.99 | 65042.9743 | 66646.9531 | 68148.8597 | 69779.3559 | 71252.4314 | 72299.1488 | 73119.5753 | 74516.7429 | 76404.2907 | 78427.9662 | 80399.1162 | 82903.4048 | 85583.4907 | 88099.3713 | 90228.1377 | 92181.3347 | 94804.2865 | 97511.9295 | 99601.0226 | 102038.4568 | 104251.082 | 105445.614 | 107564.2202 | 108296.1098 | 110575.7661 | 113592.0798 | 116213.8999 | 118574.3732 | 121156.0713 | 124879.8238 | 127044.6585 | 130480.4977 | 135366.8421 | 0 | 0 | 0 | 0 | 0 | 0 | 0 | 0 | 0 | 0 | 0 | 0 | 0 | 0 | 0 | 0 | 0 | 0 | 46662.6042 | 48225.7222 | 49545.5736 | 50319.1703 | 51696.0059 | 52853.9213 | 54186.9889 | 55428.2749 | 57652.6185 | 59710.4209 | 61012.6432 | 63100.0651 | 64242.4855 | 66068.4791 | 68086.6841 | 69765.7218 | 71337.9106 | 73044.7064 | 74586.7151 | 75682.414 | 76541.2327 | 78003.7813 | 79979.6575 | 82098.0316 | 84161.4224 | 86782.9 | 89588.4015 | 92222.0137 | 94450.3965 | 96494.9941 | 99240.6878 | 102075.036 | 104261.889 | 106813.3838 | 109129.5496 | 110379.9802 | 112597.7273 | 113363.8659 | 115750.1996 | 118907.6629 | 121652.172 | 124123.1045 | 126825.6141 | 130723.621 | 132989.7599 | 136586.3804 | 141701.3832 | 0 | 0 | 0 | 0 | 0 | 0 | 0 | 0 | 0 | 0 | 0 | 0 | 0 | 0 | 0 | 0 | 0 | 0
BV-G43 | Springfield | 203031 | 203031: L43 P57 BV-G43 Mainline | Sub | 0 | 3PH | OH | 3.7 | Zone 1 | 716 | 2754059 |  |  |  |  | 87.31% | 12.69% | 100% | 90% | 80.33% | 1982.2543 | 288.1552 | 549.136 | 79.8265 | 11531.856 | 310125.8725 | 321657.7285 | 20.9958 | 20.9958 | 9910.0376 | 2745.3382 |  |  |  | 2270.4094 | 2294.1021 | 2305.4104 | 2286.2865 | 2295.9823 | 2289.3865 | 2301.8996 | 2300.8026 | 2337.2627 | 2372.573 | 2380.1665 | 2400.6168 | 2387.3043 | 2397.4516 | 2414.4488 | 2424.0021 | 2421.3592 | 2433.3538 | 2443.9383 | 2431.6441 | 2399.312 | 2394.3132 | 2400.7838 | 2414.3315 | 2431.9076 | 2457.3042 | 2482.8847 | 2515.7558 | 2509.6124 | 2510.1508 | 2524.0536 | 2540.3632 | 2544.4153 | 2544.5578 | 2546.7947 | 2522.294 | 2532.4603 | 2499.583 | 2479.7896 | 2500.3499 | 2497.5315 | 2483.4983 | 2476.7151 | 2505.4397 | 2501.9105 | 2518.4465 | 2549.819 | 2535.5342 | 2570.3009 | 2574.9569 | 2577.4824 | 2619.4932 | 2675.3733 | 2693.6745 | 2686.13 | 2702.8103 | 2727.2334 | 2717.0702 | 2711.6362 | 2708.3234 | 2704.4225 | 2716.0073 | 2709.1912 | 2676.7712 | 2672.917 | 1982.2543 | 2002.9399 | 2012.813 | 1996.1162 | 2004.5814 | 1998.8228 | 2009.7477 | 2008.79 | 2040.6227 | 2071.4515 | 2078.0812 | 2095.936 | 2084.3131 | 2093.1726 | 2108.0125 | 2116.3533 | 2114.0458 | 2124.5181 | 2133.7593 | 2123.0254 | 2094.7968 | 2090.4324 | 2096.0818 | 2107.9101 | 2123.2554 | 2145.4288 | 2167.7626 | 2196.4618 | 2191.0981 | 2191.5682 | 2203.7065 | 2217.9461 | 2221.4839 | 2221.6083 | 2223.5613 | 2202.1702 | 2211.0462 | 2182.3416 | 2165.0604 | 2183.0112 | 2180.5505 | 2168.2984 | 2162.3761 | 2187.455 | 2184.3737 | 2198.8111 | 2226.2018 | 2213.73 | 2244.0842 | 2248.1493 | 2250.3542 | 2287.0331 | 2335.8211 | 2351.7995 | 2345.2125 | 2359.7758 | 2381.0992 | 2372.2259 | 2367.4815 | 2364.5892 | 2361.1834 | 2371.2978 | 2365.3468 | 2337.0415 | 2333.6764 | 288.1552 | 291.1622 | 292.5974 | 290.1703 | 291.4008 | 290.5637 | 292.1518 | 292.0126 | 296.64 | 301.1215 | 302.0853 | 304.6808 | 302.9912 | 304.2791 | 306.4363 | 307.6488 | 307.3134 | 308.8357 | 310.1791 | 308.6187 | 304.5152 | 303.8808 | 304.702 | 306.4214 | 308.6521 | 311.8754 | 315.122 | 319.294 | 318.5143 | 318.5826 | 320.3471 | 322.4171 | 322.9314 | 322.9495 | 323.2334 | 320.1238 | 321.4141 | 317.2414 | 314.7292 | 317.3387 | 316.981 | 315.1999 | 314.339 | 317.9847 | 317.5368 | 319.6355 | 323.6172 | 321.8042 | 326.2167 | 326.8076 | 327.1282 | 332.4601 | 339.5523 | 341.875 | 340.9175 | 343.0345 | 346.1342 | 344.8443 | 344.1547 | 343.7342 | 343.2391 | 344.7094 | 343.8443 | 339.7297 | 339.2405 | 549.136 | 554.8665 | 557.6016 | 552.9761 | 555.3212 | 553.7259 | 556.7524 | 556.4871 | 565.3056 | 573.8459 | 575.6826 | 580.6288 | 577.4089 | 579.8633 | 583.9743 | 586.2849 | 585.6457 | 588.5468 | 591.1068 | 588.1333 | 580.3132 | 579.1042 | 580.6692 | 583.9459 | 588.197 | 594.3396 | 600.5266 | 608.4771 | 606.9912 | 607.1214 | 610.484 | 614.4288 | 615.4088 | 615.4433 | 615.9843 | 610.0584 | 612.5173 | 604.5654 | 599.7781 | 604.7509 | 604.0692 | 600.6751 | 599.0344 | 605.982 | 605.1284 | 609.1279 | 616.7158 | 0 | 0 | 0 | 0 | 0 | 0 | 0 | 0 | 0 | 0 | 0 | 0 | 0 | 0 | 0 | 0 | 0 | 0 | 79.8265 | 80.6595 | 81.0571 | 80.3847 | 80.7256 | 80.4937 | 80.9337 | 80.8951 | 82.177 | 83.4185 | 83.6855 | 84.4045 | 83.9364 | 84.2932 | 84.8908 | 85.2267 | 85.1338 | 85.5555 | 85.9277 | 85.4954 | 84.3586 | 84.1829 | 84.4104 | 84.8867 | 85.5047 | 86.3976 | 87.297 | 88.4527 | 88.2367 | 88.2557 | 88.7445 | 89.3179 | 89.4604 | 89.4654 | 89.544 | 88.6826 | 89.0401 | 87.8841 | 87.1882 | 87.9111 | 87.812 | 87.3186 | 87.0801 | 88.09 | 87.9659 | 88.5473 | 89.6504 | 0 | 0 | 0 | 0 | 0 | 0 | 0 | 0 | 0 | 0 | 0 | 0 | 0 | 0 | 0 | 0 | 0 | 0 | 12857.4158 | 13277.4034 | 13636.3945 | 13820.7893 | 14184.7479 | 14455.1664 | 14853.9259 | 15173.478 | 15753.034 | 16342.8259 | 16755.8243 | 17271.5854 | 17553.6742 | 18016.1094 | 18543.0023 | 19025.9315 | 19423.302 | 19948.9475 | 20476.507 | 20821.7171 | 20996.8501 | 21414.073 | 21944.3272 | 22553.6592 | 23217.6399 | 23976.2263 | 24758.7859 | 25638.4745 | 26138.5351 | 26719.3143 | 27458.3828 | 28243.7976 | 28911.2039 | 29548.9048 | 30225.5283 | 30593.3167 | 31392.3913 | 31666.5107 | 32106.9007 | 33085.3114 | 33775.0738 | 34324.1744 | 34983.494 | 36167.7909 | 36911.415 | 37972.7941 | 39291.6327 | 0 | 0 | 0 | 0 | 0 | 0 | 0 | 0 | 0 | 0 | 0 | 0 | 0 | 0 | 0 | 0 | 0 | 0 | 345774.1147 | 357068.8292 | 366723.165 | 371682.0883 | 381470.0162 | 388742.3753 | 399466.2017 | 408059.9063 | 423645.8893 | 439507.1476 | 450613.9005 | 464484.25 | 472070.4559 | 484506.711 | 498676.4267 | 511663.8295 | 522350.3018 | 536486.4723 | 550674.1137 | 559957.838 | 564667.6861 | 575888.0507 | 590148.1605 | 606534.9086 | 624391.3212 | 644791.9656 | 665837.3167 | 689494.7585 | 702942.8729 | 718561.7501 | 738437.4987 | 759559.6376 | 777508.1742 | 794657.8469 | 812854.2645 | 822745.187 | 844234.6774 | 851606.563 | 863449.9565 | 889762.3277 | 908312.0873 | 923079.0363 | 940810.0992 | 972659.3595 | 992657.6209 | 1021201.2603 | 1056668.7476 | 0 | 0 | 0 | 0 | 0 | 0 | 0 | 0 | 0 | 0 | 0 | 0 | 0 | 0 | 0 | 0 | 0 | 0 | 358631.5306 | 370346.2326 | 380359.5595 | 385502.8775 | 395654.7641 | 403197.5417 | 414320.1276 | 423233.3843 | 439398.9233 | 455849.9735 | 467369.7247 | 481755.8355 | 489624.1301 | 502522.8204 | 517219.4289 | 530689.761 | 541773.6038 | 556435.4198 | 571150.6207 | 580779.5551 | 585664.5362 | 597302.1238 | 612092.4877 | 629088.5678 | 647608.9611 | 668768.1919 | 690596.1026 | 715133.2331 | 729081.408 | 745281.0644 | 765895.8815 | 787803.4352 | 806419.3781 | 824206.7517 | 843079.7929 | 853338.5037 | 875627.0687 | 883273.0738 | 895556.8572 | 922847.6391 | 942087.161 | 957403.2107 | 975793.5933 | 1008827.1504 | 1029569.0359 | 1059174.0544 | 1095960.3803 | 0 | 0 | 0 | 0 | 0 | 0 | 0 | 0 | 0 | 0 | 0 | 0 | 0 | 0 | 0 | 0 | 0 | 0
CS-G34 | Royalton | 203325 | 203325: Chelsea L6 Zone 2 L6 P327 | 0 | 0 | 3PH | OH | 2.7 | Zone 1 | 569 | 2009727 | Maineline Feeder backup to BE-G29 | 1877 customers on the BE-G29 would be backed up and 871 on the CS-G34 |  |  | 83.09% | 16.91% | 100% | 90% | 80.33% | 829.436 | 168.8333 | 229.7754 | 46.7712 | 4825.2825 | 181706.1629 | 186531.4454 | 1.3614 | 0.46001 | 217.124 | 60.149 |  |  |  | 998.2693 | 1006.6714 | 1006.9033 | 998.9759 | 1002.9728 | 1005.6362 | 1003.5217 | 1001.4996 | 1007.7028 | 1017.0354 | 1018.8838 | 1026.7038 | 1029.5449 | 1042.1978 | 1058.296 | 1060.8773 | 1052.033 | 1052.92 | 1050.8291 | 1053.3652 | 1042.9794 | 1048.6726 | 1059.1573 | 1062.2195 | 1061.9532 | 1064.822 | 1073.6369 | 1087.7422 | 1094.433 | 1103.9739 | 1101.933 | 1103.6012 | 1104.3871 | 1099.8528 | 1096.1894 | 1088.8979 | 1089.1804 | 1076.7435 | 1076.8557 | 1085.6916 | 1083.1987 | 1091.7157 | 1095.5318 | 1112.1905 | 1113.5629 | 1124.7105 | 1139.2073 | 1140.9679 | 1151.6827 | 1146.7935 | 1150.1219 | 1155.6472 | 1173.2718 | 1188.716 | 1179.7126 | 1180.484 | 1183.5099 | 1182.5018 | 1180.3187 | 1190.8644 | 1190.1375 | 1191.0101 | 1199.0014 | 1190.2608 | 1183.661 | 829.436 | 836.4171 | 836.6098 | 830.0231 | 833.344 | 835.557 | 833.8001 | 832.12 | 837.274 | 845.0283 | 846.564 | 853.0615 | 855.4221 | 865.9351 | 879.3107 | 881.4553 | 874.1069 | 874.8438 | 873.1066 | 875.2138 | 866.5845 | 871.3148 | 880.0263 | 882.5706 | 882.3493 | 884.7329 | 892.057 | 903.7767 | 909.336 | 917.2632 | 915.5675 | 916.9535 | 917.6065 | 913.8391 | 910.7953 | 904.737 | 904.9717 | 894.6382 | 894.7314 | 902.0729 | 900.0017 | 907.0782 | 910.2489 | 924.0902 | 925.2304 | 934.4927 | 946.5377 | 948.0005 | 956.9032 | 952.8409 | 955.6064 | 960.1972 | 974.841 | 987.6732 | 980.1925 | 980.8335 | 983.3476 | 982.51 | 980.6961 | 989.4583 | 988.8544 | 989.5793 | 996.2191 | 988.9568 | 983.4732 | 168.8333 | 170.2543 | 170.2935 | 168.9528 | 169.6288 | 170.0792 | 169.7216 | 169.3796 | 170.4287 | 172.0071 | 172.3197 | 173.6423 | 174.1228 | 176.2627 | 178.9854 | 179.4219 | 177.9261 | 178.0761 | 177.7225 | 178.1514 | 176.3949 | 177.3578 | 179.131 | 179.6489 | 179.6039 | 180.0891 | 181.5799 | 183.9655 | 185.0971 | 186.7107 | 186.3655 | 186.6476 | 186.7806 | 186.0137 | 185.3941 | 184.1609 | 184.2087 | 182.1053 | 182.1243 | 183.6187 | 183.1971 | 184.6375 | 185.2829 | 188.1003 | 188.3324 | 190.2178 | 192.6696 | 192.9673 | 194.7795 | 193.9526 | 194.5155 | 195.45 | 198.4308 | 201.0428 | 199.5201 | 199.6505 | 200.1623 | 199.9918 | 199.6226 | 201.4061 | 201.2832 | 201.4308 | 202.7823 | 201.304 | 200.1878 | 229.7754 | 231.7093 | 231.7627 | 229.938 | 230.858 | 231.471 | 230.9843 | 230.5189 | 231.9467 | 234.0948 | 234.5203 | 236.3202 | 236.9742 | 239.8865 | 243.5919 | 244.1861 | 242.1504 | 242.3545 | 241.8732 | 242.457 | 240.0664 | 241.3769 | 243.7902 | 244.495 | 244.4337 | 245.094 | 247.123 | 250.3697 | 251.9097 | 254.1058 | 253.636 | 254.02 | 254.2009 | 253.1572 | 252.314 | 250.6357 | 250.7007 | 247.8381 | 247.8639 | 249.8977 | 249.3239 | 251.2843 | 252.1626 | 255.997 | 256.3129 | 258.8788 | 262.2156 | 0 | 0 | 0 | 0 | 0 | 0 | 0 | 0 | 0 | 0 | 0 | 0 | 0 | 0 | 0 | 0 | 0 | 0 | 46.7712 | 47.1649 | 47.1757 | 46.8043 | 46.9916 | 47.1164 | 47.0173 | 46.9226 | 47.2132 | 47.6504 | 47.737 | 48.1034 | 48.2365 | 48.8294 | 49.5836 | 49.7045 | 49.2902 | 49.3317 | 49.2338 | 49.3526 | 48.866 | 49.1327 | 49.624 | 49.7674 | 49.7549 | 49.8894 | 50.3024 | 50.9632 | 51.2767 | 51.7237 | 51.6281 | 51.7063 | 51.7431 | 51.5306 | 51.359 | 51.0174 | 51.0306 | 50.4479 | 50.4532 | 50.8671 | 50.7504 | 51.1494 | 51.3282 | 52.1087 | 52.173 | 52.6953 | 53.3745 | 0 | 0 | 0 | 0 | 0 | 0 | 0 | 0 | 0 | 0 | 0 | 0 | 0 | 0 | 0 | 0 | 0 | 0 | 5379.9374 | 5544.5731 | 5667.8595 | 5746.9469 | 5896.8791 | 6042.6145 | 6162.567 | 6285.4524 | 6463.5204 | 6666.8955 | 6825.95 | 7029.6631 | 7204.1961 | 7453.1746 | 7734.8023 | 7924.2484 | 8031.0664 | 8214.6695 | 8378.7211 | 8583.7193 | 8686.0666 | 8925.6164 | 9213.1829 | 9443.0952 | 9648.4238 | 9887.3277 | 10188.4991 | 10549.4464 | 10847.8528 | 11183.1533 | 11408.0539 | 11676.6815 | 11942.0667 | 12154.6826 | 12380.7104 | 12568.9216 | 12848.77 | 12981.5012 | 13268.4761 | 13671.649 | 13940.3437 | 14359.0524 | 14726.2476 | 15279.0799 | 15634.4879 | 16138.4037 | 16706.0375 | 0 | 0 | 0 | 0 | 0 | 0 | 0 | 0 | 0 | 0 | 0 | 0 | 0 | 0 | 0 | 0 | 0 | 0 | 202592.8605 | 208792.5664 | 213435.1732 | 216413.3774 | 222059.3889 | 227547.3623 | 232064.4268 | 236691.933 | 243397.46 | 251055.9749 | 257045.5074 | 264716.7524 | 271289.1616 | 280664.9706 | 291270.2528 | 298404.2449 | 302426.701 | 309340.6628 | 315518.3705 | 323238.0087 | 327092.113 | 336112.8648 | 346941.7867 | 355599.6166 | 363331.696 | 372328.1251 | 383669.368 | 397261.5969 | 408498.72 | 421125.1647 | 429594.2698 | 439710.0082 | 449703.644 | 457710.1457 | 466221.6952 | 473309.1839 | 483847.466 | 488845.7399 | 499652.3824 | 514834.7063 | 524952.9711 | 540720.326 | 554547.8352 | 575365.8964 | 588749.5347 | 607725.5438 | 629100.9902 | 0 | 0 | 0 | 0 | 0 | 0 | 0 | 0 | 0 | 0 | 0 | 0 | 0 | 0 | 0 | 0 | 0 | 0 | 207972.7979 | 214337.1395 | 219103.0327 | 222160.3243 | 227956.268 | 233589.9769 | 238226.9939 | 242977.3854 | 249860.9804 | 257722.8703 | 263871.4573 | 271746.4155 | 278493.3577 | 288118.1452 | 299005.0551 | 306328.4933 | 310457.7674 | 317555.3324 | 323897.0916 | 331821.728 | 335778.1796 | 345038.4813 | 356154.9697 | 365042.7118 | 372980.1198 | 382215.4528 | 393857.8671 | 407811.0432 | 419346.5728 | 432308.318 | 441002.3237 | 451386.6897 | 461645.7107 | 469864.8284 | 478602.4055 | 485878.1054 | 496696.236 | 501827.2412 | 512920.8585 | 528506.3553 | 538893.3149 | 555079.3784 | 569274.0828 | 590644.9763 | 604384.0227 | 623863.9475 | 645807.0278 | 0 | 0 | 0 | 0 | 0 | 0 | 0 | 0 | 0 | 0 | 0 | 0 | 0 | 0 | 0 | 0 | 0 | 0
TH-G16 | White River Jct | 203716 | 203716: RTE 5 L1 P.137 (tag: 4902 | Sub Breaker | 0 | 3PH | OH | 1.5 | Zone 1 | 123 | 1110638 | Main line backs up EL-G40 | 1005 Customers on the EL-G40 and 1010 on the TH-G16 | EL-G40 | 1005 | 85.56% | 14.44% | 100% | 90% | 80.33% | 310.85 | 52.4559 | 86.1135 | 14.5317 | 1808.3845 | 56455.5032 | 58263.8877 | 22.6996 | 3.2129 | 1516.5097 | 420.1126 | 39242.4522 | 1225100.3044 | 1264342.7566 | 363.306 | 367.94 | 369.505 | 364.6708 | 365.6361 | 366.7321 | 366.3461 | 366.4261 | 370.9324 | 374.2529 | 373.5724 | 377.1637 | 375.4946 | 374.3335 | 380.1544 | 380.6228 | 376.2058 | 376.4555 | 378.467 | 377.3436 | 374.0686 | 375.8297 | 375.3503 | 375.5887 | 379.2058 | 381.5792 | 384.8845 | 390.7548 | 392.8404 | 393.527 | 393.0491 | 393.4123 | 394.4144 | 395.8552 | 395.2762 | 393.8457 | 393.526 | 389.4692 | 389.5152 | 391.7981 | 391.0193 | 392.3706 | 393.7826 | 398.3253 | 398.5445 | 403.3785 | 406.7638 | 406.9634 | 411.2242 | 409.0884 | 409.6418 | 412.3537 | 418.5781 | 421.4192 | 418.1445 | 419.5662 | 421.8618 | 422.187 | 421.9497 | 425.0995 | 425.4224 | 425.2296 | 428.2807 | 423.6462 | 421.0699 | 310.85 | 314.815 | 316.154 | 312.0178 | 312.8437 | 313.7815 | 313.4512 | 313.5196 | 317.3753 | 320.2163 | 319.6341 | 322.7069 | 321.2788 | 320.2854 | 325.2658 | 325.6666 | 321.8873 | 322.101 | 323.822 | 322.8608 | 320.0587 | 321.5655 | 321.1553 | 321.3593 | 324.4542 | 326.4849 | 329.313 | 334.3357 | 336.1201 | 336.7076 | 336.2987 | 336.6095 | 337.4668 | 338.6996 | 338.2043 | 336.9802 | 336.7068 | 333.2357 | 333.275 | 335.2283 | 334.5619 | 335.7182 | 336.9263 | 340.8131 | 341.0007 | 345.1367 | 348.0332 | 348.204 | 351.8496 | 350.0222 | 350.4957 | 352.816 | 358.1417 | 360.5726 | 357.7707 | 358.9871 | 360.9512 | 361.2295 | 361.0265 | 363.7215 | 363.9978 | 363.8328 | 366.4434 | 362.478 | 360.2737 | 52.4559 | 53.125 | 53.351 | 52.653 | 52.7924 | 52.9506 | 52.8949 | 52.9064 | 53.5571 | 54.0365 | 53.9383 | 54.4568 | 54.2158 | 54.0482 | 54.8886 | 54.9562 | 54.3185 | 54.3545 | 54.645 | 54.4828 | 54.0099 | 54.2642 | 54.195 | 54.2294 | 54.7516 | 55.0943 | 55.5716 | 56.4191 | 56.7203 | 56.8194 | 56.7504 | 56.8028 | 56.9475 | 57.1556 | 57.072 | 56.8654 | 56.8193 | 56.2335 | 56.2402 | 56.5698 | 56.4573 | 56.6524 | 56.8563 | 57.5122 | 57.5439 | 58.2418 | 58.7306 | 58.7594 | 59.3746 | 59.0662 | 59.1461 | 59.5377 | 60.4364 | 60.8466 | 60.3738 | 60.5791 | 60.9105 | 60.9575 | 60.9232 | 61.378 | 61.4246 | 61.3968 | 61.8373 | 61.1682 | 60.7962 | 86.1135 | 87.2119 | 87.5829 | 86.437 | 86.6659 | 86.9256 | 86.8341 | 86.8531 | 87.9212 | 88.7083 | 88.547 | 89.3982 | 89.0026 | 88.7274 | 90.1071 | 90.2181 | 89.1712 | 89.2304 | 89.7071 | 89.4409 | 88.6646 | 89.082 | 88.9684 | 89.0249 | 89.8822 | 90.4448 | 91.2283 | 92.6197 | 93.114 | 93.2768 | 93.1635 | 93.2496 | 93.4871 | 93.8286 | 93.6914 | 93.3523 | 93.2765 | 92.315 | 92.3258 | 92.867 | 92.6824 | 93.0027 | 93.3373 | 94.4141 | 94.4661 | 95.6118 | 96.4143 | 0 | 0 | 0 | 0 | 0 | 0 | 0 | 0 | 0 | 0 | 0 | 0 | 0 | 0 | 0 | 0 | 0 | 0 | 14.5317 | 14.717 | 14.7796 | 14.5863 | 14.6249 | 14.6687 | 14.6533 | 14.6565 | 14.8367 | 14.9695 | 14.9423 | 15.0859 | 15.0192 | 14.9727 | 15.2056 | 15.2243 | 15.0476 | 15.0576 | 15.1381 | 15.0931 | 14.9622 | 15.0326 | 15.0134 | 15.023 | 15.1676 | 15.2626 | 15.3948 | 15.6296 | 15.713 | 15.7405 | 15.7213 | 15.7359 | 15.7759 | 15.8336 | 15.8104 | 15.7532 | 15.7404 | 15.5781 | 15.58 | 15.6713 | 15.6401 | 15.6942 | 15.7507 | 15.9324 | 15.9411 | 16.1345 | 16.2699 | 0 | 0 | 0 | 0 | 0 | 0 | 0 | 0 | 0 | 0 | 0 | 0 | 0 | 0 | 0 | 0 | 0 | 0 | 2016.254 | 2086.8952 | 2141.8786 | 2160.3611 | 2213.7336 | 2269.2177 | 2316.6991 | 2368.1835 | 2450.048 | 2526.3638 | 2577.2495 | 2659.2699 | 2705.7471 | 2756.7228 | 2861.1806 | 2927.7293 | 2957.4168 | 3024.4863 | 3107.5409 | 3166.4798 | 3208.0558 | 3294.0687 | 3362.2437 | 3438.3956 | 3547.8823 | 3648.6302 | 3761.2003 | 3902.5748 | 4009.7192 | 4105.0955 | 4190.3122 | 4286.4567 | 4391.9166 | 4504.936 | 4597.3109 | 4681.4471 | 4780.556 | 4835.3619 | 4942.3228 | 5080.6578 | 5182.1109 | 5314.4206 | 5450.8826 | 5635.0668 | 5762.2083 | 5960.405 | 6142.6567 | 0 | 0 | 0 | 0 | 0 | 0 | 0 | 0 | 0 | 0 | 0 | 0 | 0 | 0 | 0 | 0 | 0 | 0 | 62944.9309 | 65150.2595 | 66866.7731 | 67443.7721 | 69109.9964 | 70842.1409 | 72324.4498 | 73931.7276 | 76487.4363 | 78869.9197 | 80458.5073 | 83019.0824 | 84470.0425 | 86061.4391 | 89322.4829 | 91400.0498 | 92326.8542 | 94420.6832 | 97013.5433 | 98853.5408 | 100151.493 | 102836.7065 | 104965.0465 | 107342.4136 | 110760.4497 | 113905.6742 | 117419.9729 | 121833.5068 | 125178.42 | 128155.9505 | 130816.3084 | 133817.8192 | 137110.1467 | 140638.4721 | 143522.3003 | 146148.9261 | 149242.9823 | 150953.9553 | 154293.1403 | 158611.785 | 161779.0242 | 165909.5675 | 170169.7421 | 175919.7415 | 179888.9403 | 186076.3934 | 191766.065 | 0 | 0 | 0 | 0 | 0 | 0 | 0 | 0 | 0 | 0 | 0 | 0 | 0 | 0 | 0 | 0 | 0 | 0 | 64961.185 | 67237.1547 | 69008.6517 | 69604.1331 | 71323.7301 | 73111.3586 | 74641.1489 | 76299.9111 | 78937.4843 | 81396.2835 | 83035.7567 | 85678.3523 | 87175.7896 | 88818.1619 | 92183.6636 | 94327.7791 | 95284.271 | 97445.1695 | 100121.0843 | 102020.0206 | 103359.5488 | 106130.7752 | 108327.2902 | 110780.8092 | 114308.332 | 117554.3044 | 121181.1732 | 125736.0815 | 129188.1392 | 132261.046 | 135006.6206 | 138104.2759 | 141502.0633 | 145143.4081 | 148119.6112 | 150830.3732 | 154023.5383 | 155789.3172 | 159235.4631 | 163692.4428 | 166961.1351 | 171223.9881 | 175620.6247 | 181554.8083 | 185651.1486 | 192036.7984 | 197908.7217 | 0 | 0 | 0 | 0 | 0 | 0 | 0 | 0 | 0 | 0 | 0 | 0 | 0 | 0 | 0 | 0 | 0 | 0 | 7453.0868 | 7526.7056 | 7551.7646 | 7491.6335 | 7504.4043 | 7523.9921 | 7493.475 | 7463.77 | 7550.2637 | 7591.0629 | 7595.9762 | 7669.4642 | 7640.7986 | 7658.1845 | 7775.4786 | 7794.8999 | 7730.7309 | 7738.1212 | 7767.4227 | 7732.3372 | 7694.1976 | 7721.2681 | 7743.8757 | 7774.1185 | 7808.8944 | 7845.0271 | 7902.7321 | 7995.4929 | 8037.8778 | 8066.1643 | 8070.0958 | 8046.3389 | 8071.4032 | 8082.0876 | 8070.4429 | 8035.4305 | 8004.5286 | 7912.0822 | 7926.847 | 7985.9765 | 7947.7091 | 7984.567 | 8035.3206 | 8123.1607 | 8121.0344 | 8201.2389 | 8271.6242 | 8295.5149 | 8377.9306 | 8337.7137 | 8341.7122 | 8399.8173 | 8528.1026 | 8595.6303 | 8507.7263 | 8513.5301 | 8518.5029 | 8506.0814 | 8491.886 | 8557.2325 | 8549.2904 | 8565.4196 | 8623.8539 | 8534.1194 | 8482.4726
TH-G16 | White River Jct | 203723 | 203723: RTE 113 L1 Start at P.156 | 618564 | 619011 | 3PH | OH | 0.8 | Zone 2 | 830 | 587651 |  |  |  |  | 85.56% | 14.44% | 100% | 90% | 80.33% | 693.2819 | 116.9913 | 192.0571 | 32.4096 | 4033.1995 | 125911.4477 | 129944.6472 | 7.1658 | 7.1658 | 3382.2377 | 936.9678 |  |  |  | 810.2732 | 820.6084 | 824.0988 | 813.3171 | 815.47 | 817.9145 | 817.0535 | 817.2319 | 827.2822 | 834.6878 | 833.1702 | 841.1797 | 837.4573 | 834.8677 | 847.8499 | 848.8945 | 839.0434 | 839.6004 | 844.0865 | 841.581 | 834.2769 | 838.2046 | 837.1354 | 837.6671 | 845.7343 | 851.0277 | 858.3994 | 871.4917 | 876.1432 | 877.6746 | 876.6086 | 877.4187 | 879.6535 | 882.867 | 881.5758 | 878.3852 | 877.6723 | 868.6245 | 868.727 | 873.8185 | 872.0815 | 875.0954 | 878.2445 | 888.3759 | 888.8649 | 899.6461 | 907.1963 | 907.6413 | 917.1442 | 912.3807 | 913.6149 | 919.6634 | 933.5454 | 939.8819 | 932.5784 | 935.7491 | 940.8688 | 941.5943 | 941.065 | 948.09 | 948.81 | 948.3801 | 955.1849 | 944.8486 | 939.1028 | 693.2819 | 702.1249 | 705.1113 | 695.8863 | 697.7284 | 699.8199 | 699.0832 | 699.2358 | 707.835 | 714.1714 | 712.8729 | 719.726 | 716.541 | 714.3253 | 725.4331 | 726.3268 | 717.8981 | 718.3747 | 722.2131 | 720.0693 | 713.8198 | 717.1804 | 716.2656 | 716.7205 | 723.6229 | 728.152 | 734.4594 | 745.6614 | 749.6413 | 750.9515 | 750.0395 | 750.7326 | 752.6447 | 755.3942 | 754.2894 | 751.5595 | 750.9496 | 743.2081 | 743.2958 | 747.6522 | 746.166 | 748.7448 | 751.4391 | 760.1077 | 760.5261 | 769.7506 | 776.2107 | 776.5915 | 784.7223 | 780.6466 | 781.7026 | 786.8777 | 798.7554 | 804.177 | 797.9281 | 800.6409 | 805.0215 | 805.6422 | 805.1893 | 811.2 | 811.8161 | 811.4482 | 817.2705 | 808.4266 | 803.5104 | 116.9913 | 118.4836 | 118.9875 | 117.4308 | 117.7417 | 118.0946 | 117.9703 | 117.996 | 119.4472 | 120.5164 | 120.2973 | 121.4538 | 120.9163 | 120.5424 | 122.4168 | 122.5677 | 121.1453 | 121.2257 | 121.8735 | 121.5117 | 120.4571 | 121.0242 | 120.8698 | 120.9466 | 122.1114 | 122.8757 | 123.94 | 125.8304 | 126.502 | 126.7231 | 126.5692 | 126.6861 | 127.0088 | 127.4728 | 127.2863 | 126.8257 | 126.7227 | 125.4164 | 125.4312 | 126.1663 | 125.9155 | 126.3507 | 126.8054 | 128.2682 | 128.3388 | 129.8954 | 130.9856 | 131.0498 | 132.4219 | 131.7341 | 131.9123 | 132.7856 | 134.79 | 135.7049 | 134.6504 | 135.1082 | 135.8474 | 135.9521 | 135.8757 | 136.89 | 136.994 | 136.9319 | 137.9144 | 136.422 | 135.5924 | 192.0571 | 194.5069 | 195.3342 | 192.7786 | 193.2889 | 193.8683 | 193.6642 | 193.7065 | 196.0887 | 197.844 | 197.4843 | 199.3828 | 198.5005 | 197.8867 | 200.9638 | 201.2114 | 198.8764 | 199.0085 | 200.0718 | 199.4779 | 197.7467 | 198.6776 | 198.4242 | 198.5502 | 200.4624 | 201.7171 | 203.4644 | 206.5676 | 207.6701 | 208.0331 | 207.7804 | 207.9725 | 208.5022 | 209.2639 | 208.9578 | 208.2015 | 208.0326 | 205.888 | 205.9123 | 207.1191 | 206.7074 | 207.4218 | 208.1682 | 210.5696 | 210.6855 | 213.241 | 215.0306 | 0 | 0 | 0 | 0 | 0 | 0 | 0 | 0 | 0 | 0 | 0 | 0 | 0 | 0 | 0 | 0 | 0 | 0 | 32.4096 | 32.823 | 32.9626 | 32.5314 | 32.6175 | 32.7153 | 32.6808 | 32.688 | 33.09 | 33.3862 | 33.3255 | 33.6459 | 33.497 | 33.3934 | 33.9126 | 33.9544 | 33.5604 | 33.5827 | 33.7621 | 33.6619 | 33.3697 | 33.5269 | 33.4841 | 33.5054 | 33.828 | 34.0398 | 34.3346 | 34.8583 | 35.0443 | 35.1056 | 35.0629 | 35.0954 | 35.1847 | 35.3133 | 35.2616 | 35.134 | 35.1055 | 34.7436 | 34.7477 | 34.9513 | 34.8819 | 35.0024 | 35.1284 | 35.5336 | 35.5532 | 35.9844 | 36.2864 | 0 | 0 | 0 | 0 | 0 | 0 | 0 | 0 | 0 | 0 | 0 | 0 | 0 | 0 | 0 | 0 | 0 | 0 | 4496.8064 | 4654.3557 | 4776.984 | 4818.205 | 4937.2406 | 5060.9856 | 5166.8822 | 5281.7067 | 5464.2874 | 5634.4927 | 5747.982 | 5930.9103 | 6034.5673 | 6148.2572 | 6381.2273 | 6529.6493 | 6595.8605 | 6745.4443 | 6930.6791 | 7062.1291 | 7154.8553 | 7346.6878 | 7498.7371 | 7668.577 | 7912.7626 | 8137.4584 | 8388.5211 | 8703.8254 | 8942.7871 | 9155.5028 | 9345.5597 | 9559.9886 | 9795.1935 | 10047.2582 | 10253.2799 | 10440.9269 | 10661.9672 | 10784.1997 | 11022.7522 | 11331.2776 | 11557.5462 | 11852.6335 | 12156.9818 | 12567.7636 | 12851.3245 | 13293.3581 | 13699.8301 | 0 | 0 | 0 | 0 | 0 | 0 | 0 | 0 | 0 | 0 | 0 | 0 | 0 | 0 | 0 | 0 | 0 | 0 | 140384.6735 | 145303.1684 | 149131.4704 | 150418.3383 | 154134.4814 | 157997.6444 | 161303.6048 | 164888.2807 | 170588.2208 | 175901.8202 | 179444.8116 | 185155.605 | 188391.6491 | 191940.9052 | 199213.9385 | 203847.4895 | 205914.5206 | 210584.3406 | 216367.1387 | 220470.8441 | 223365.6377 | 229354.4094 | 234101.1986 | 239403.3872 | 247026.5569 | 254041.2809 | 261879.1426 | 271722.5487 | 279182.6341 | 285823.3538 | 291756.6906 | 298450.893 | 305793.6976 | 313662.8428 | 320094.5805 | 325952.6854 | 332853.2899 | 336669.2346 | 344116.5442 | 353748.3212 | 360812.144 | 370024.4024 | 379525.7747 | 392349.87 | 401202.2853 | 415002.0239 | 427691.5713 | 0 | 0 | 0 | 0 | 0 | 0 | 0 | 0 | 0 | 0 | 0 | 0 | 0 | 0 | 0 | 0 | 0 | 0 | 144881.4798 | 149957.5241 | 153908.4544 | 155236.5434 | 159071.722 | 163058.63 | 166470.4871 | 170169.9874 | 176052.5081 | 181536.313 | 185192.7935 | 191086.5153 | 194426.2164 | 198089.1624 | 205595.1657 | 210377.1388 | 212510.3812 | 217329.785 | 223297.8179 | 227532.9732 | 230520.493 | 236701.0972 | 241599.9357 | 247071.9642 | 254939.3195 | 262178.7393 | 270267.6637 | 280426.3741 | 288125.4211 | 294978.8566 | 301102.2502 | 308010.8816 | 315588.8911 | 323710.101 | 330347.8604 | 336393.6122 | 343515.2571 | 347453.4343 | 355139.2964 | 365079.5988 | 372369.6901 | 381877.0359 | 391682.7564 | 404917.6336 | 414053.6097 | 428295.382 | 441391.4014 | 0 | 0 | 0 | 0 | 0 | 0 | 0 | 0 | 0 | 0 | 0 | 0 | 0 | 0 | 0 | 0 | 0 | 0
TH-G16 | White River Jct | 203724 | 203724: RTE 113 L1 P.217 | 653643 | 619011 | 3PH | OH | 2.15 | Zone 1 | 746 | 1591909 | Main line backs up EL-G40 | 1005 Customers on the EL-G40 and 1010 on the TH-G16 | EL-G41 | 722 | 85.56% | 14.44% | 100% | 90% | 80.33% | 1885.3181 | 318.1474 | 522.2822 | 88.1351 | 10967.9254 | 342404.9216 | 353372.8471 | 22.6996 | 19.4866 | 9197.693 | 2548.0003 | 20684.6521 | 645748.9821 | 666433.6341 | 2203.4655 | 2231.5712 | 2241.063 | 2211.743 | 2217.5978 | 2224.2454 | 2221.9039 | 2222.389 | 2249.7198 | 2269.8588 | 2265.7319 | 2287.513 | 2277.3903 | 2270.3481 | 2305.6519 | 2308.4926 | 2281.7035 | 2283.2182 | 2295.4178 | 2288.6043 | 2268.7415 | 2279.4226 | 2276.5149 | 2277.9608 | 2299.8987 | 2314.2936 | 2334.3404 | 2369.9439 | 2382.5931 | 2386.7575 | 2383.8587 | 2386.0617 | 2392.1391 | 2400.8779 | 2397.3665 | 2388.6899 | 2386.7513 | 2362.1466 | 2362.4253 | 2376.2713 | 2371.5478 | 2379.7438 | 2388.3074 | 2415.8589 | 2417.1887 | 2446.507 | 2467.0392 | 2468.2494 | 2494.0917 | 2481.1377 | 2484.4941 | 2500.9422 | 2538.6932 | 2555.9248 | 2536.0636 | 2544.686 | 2558.6087 | 2560.5814 | 2559.1421 | 2578.246 | 2580.204 | 2579.0348 | 2597.54 | 2569.4312 | 2553.806 | 1885.3181 | 1909.3658 | 1917.4871 | 1892.4004 | 1897.4099 | 1903.0977 | 1901.0942 | 1901.5093 | 1924.894 | 1942.1251 | 1938.5941 | 1957.2304 | 1948.5692 | 1942.5439 | 1972.7503 | 1975.1809 | 1952.2597 | 1953.5556 | 1963.9938 | 1958.1641 | 1941.1692 | 1950.3081 | 1947.8202 | 1949.0574 | 1967.8278 | 1980.1443 | 1997.2966 | 2027.7594 | 2038.5823 | 2042.1455 | 2039.6652 | 2041.5502 | 2046.75 | 2054.2271 | 2051.2227 | 2043.7989 | 2042.1402 | 2021.088 | 2021.3264 | 2033.1733 | 2029.1318 | 2036.1444 | 2043.4715 | 2067.045 | 2068.1828 | 2093.268 | 2110.8357 | 2111.8712 | 2133.9822 | 2122.8986 | 2125.7704 | 2139.8436 | 2172.144 | 2186.8876 | 2169.894 | 2177.2714 | 2189.1839 | 2190.8718 | 2189.6403 | 2205.9859 | 2207.6612 | 2206.6608 | 2222.4941 | 2198.4438 | 2185.0747 | 318.1474 | 322.2055 | 323.5759 | 319.3426 | 320.1879 | 321.1477 | 320.8096 | 320.8797 | 324.8259 | 327.7336 | 327.1378 | 330.2826 | 328.8211 | 327.8043 | 332.9016 | 333.3118 | 329.4438 | 329.6625 | 331.424 | 330.4402 | 327.5723 | 329.1145 | 328.6947 | 328.9034 | 332.0709 | 334.1494 | 337.0438 | 342.1844 | 344.0108 | 344.612 | 344.1935 | 344.5116 | 345.3891 | 346.6508 | 346.1438 | 344.8911 | 344.6112 | 341.0586 | 341.0988 | 343.098 | 342.416 | 343.5994 | 344.8358 | 348.8138 | 349.0058 | 353.239 | 356.2035 | 356.3783 | 360.1095 | 358.2391 | 358.7237 | 361.0986 | 366.5493 | 369.0373 | 366.1696 | 367.4146 | 369.4248 | 369.7096 | 369.5018 | 372.2601 | 372.5428 | 372.374 | 375.0459 | 370.9874 | 368.7313 | 522.2822 | 528.944 | 531.1938 | 524.2442 | 525.6319 | 527.2076 | 526.6526 | 526.7676 | 533.2457 | 538.0192 | 537.041 | 542.2037 | 539.8044 | 538.1352 | 546.5032 | 547.1765 | 540.8267 | 541.1857 | 544.0774 | 542.4624 | 537.7544 | 540.2861 | 539.5969 | 539.9396 | 545.1395 | 548.5515 | 553.3031 | 561.7421 | 564.7403 | 565.7274 | 565.0403 | 565.5625 | 567.003 | 569.0743 | 568.242 | 566.1855 | 565.726 | 559.894 | 559.96 | 563.2419 | 562.1223 | 564.065 | 566.0948 | 572.6252 | 572.9404 | 579.8897 | 584.7564 | 0 | 0 | 0 | 0 | 0 | 0 | 0 | 0 | 0 | 0 | 0 | 0 | 0 | 0 | 0 | 0 | 0 | 0 | 88.1351 | 89.2593 | 89.639 | 88.4662 | 88.7004 | 88.9663 | 88.8726 | 88.892 | 89.9852 | 90.7907 | 90.6257 | 91.4969 | 91.092 | 90.8103 | 92.2224 | 92.336 | 91.2645 | 91.3251 | 91.8131 | 91.5405 | 90.746 | 91.1733 | 91.057 | 91.1148 | 91.9923 | 92.5681 | 93.3699 | 94.794 | 95.2999 | 95.4665 | 95.3506 | 95.4387 | 95.6818 | 96.0313 | 95.8908 | 95.5438 | 95.4663 | 94.4821 | 94.4933 | 95.0471 | 94.8581 | 95.186 | 95.5285 | 96.6305 | 96.6837 | 97.8564 | 98.6776 | 0 | 0 | 0 | 0 | 0 | 0 | 0 | 0 | 0 | 0 | 0 | 0 | 0 | 0 | 0 | 0 | 0 | 0 | 12228.6627 | 12657.1042 | 12990.5809 | 13102.6777 | 13426.3844 | 13762.8978 | 14050.8742 | 14363.129 | 14859.6408 | 15322.4991 | 15631.1229 | 16128.5801 | 16410.4662 | 16719.6357 | 17353.1769 | 17756.7974 | 17936.8528 | 18343.6327 | 18847.3621 | 19204.8286 | 19456.989 | 19978.6604 | 20392.1449 | 20854.0093 | 21518.0502 | 22129.0905 | 22811.8329 | 23669.2747 | 24319.1097 | 24897.5712 | 25414.4137 | 25997.534 | 26637.1528 | 27322.6202 | 27882.8776 | 28393.1669 | 28994.2664 | 29326.6667 | 29975.3888 | 30814.396 | 31429.7132 | 32232.1769 | 33059.8247 | 34176.9092 | 34948.0276 | 36150.0986 | 37255.4628 | 0 | 0 | 0 | 0 | 0 | 0 | 0 | 0 | 0 | 0 | 0 | 0 | 0 | 0 | 0 | 0 | 0 | 0 | 381763.5649 | 395138.972 | 405549.6968 | 409049.2192 | 419154.9378 | 429660.4642 | 438650.728 | 448398.9335 | 463899.4106 | 478349.2692 | 487984.1173 | 503514.1093 | 512314.2417 | 521966.1264 | 541744.4899 | 554345.0176 | 559966.1239 | 572665.2818 | 588391.0841 | 599550.7437 | 607422.8761 | 623708.8051 | 636617.274 | 651036.1017 | 671766.63 | 690842.5444 | 712156.9085 | 738925.171 | 759212.206 | 777271.0494 | 793406.2282 | 811610.5132 | 831578.6135 | 852978.0501 | 870468.5857 | 886399.1779 | 905164.7547 | 915541.8752 | 935794.1677 | 961986.9238 | 981196.358 | 1006248.2711 | 1032086.4031 | 1066960.3837 | 1091033.7352 | 1128560.8902 | 1163068.9795 | 0 | 0 | 0 | 0 | 0 | 0 | 0 | 0 | 0 | 0 | 0 | 0 | 0 | 0 | 0 | 0 | 0 | 0 | 393992.2277 | 407796.0762 | 418540.2777 | 422151.8969 | 432581.3222 | 443423.362 | 452701.6021 | 462762.0625 | 478759.0514 | 493671.7683 | 503615.2401 | 519642.6894 | 528724.7079 | 538685.7621 | 559097.6668 | 572101.8149 | 577902.9767 | 591008.9145 | 607238.4461 | 618755.5723 | 626879.8652 | 643687.4656 | 657009.4189 | 671890.111 | 693284.6802 | 712971.6349 | 734968.7414 | 762594.4458 | 783531.3157 | 802168.6205 | 818820.6419 | 837608.0471 | 858215.7662 | 880300.6703 | 898351.4633 | 914792.3447 | 934159.0211 | 944868.5419 | 965769.5565 | 992801.3197 | 1012626.0712 | 1038480.4479 | 1065146.2279 | 1101137.2929 | 1125981.7628 | 1164710.9888 | 1200324.4423 | 0 | 0 | 0 | 0 | 0 | 0 | 0 | 0 | 0 | 0 | 0 | 0 | 0 | 0 | 0 | 0 | 0 | 0 | 1151.1994 | 1151.1994 | 1151.1994 | 1151.1994 | 1151.1994 | 1151.1994 | 1151.1994 | 1151.1994 | 1151.1994 | 1151.1994 | 1151.1994 | 1151.1994 | 1151.1994 | 1151.1994 | 1151.1994 | 1151.1994 | 1151.1994 | 1151.1994 | 1151.1994 | 1151.1994 | 1151.1994 | 1151.1994 | 1151.1994 | 1151.1994 | 1151.1994 | 1151.1994 | 1151.1994 | 1151.1994 | 1151.1994 | 1151.1994 | 1151.1994 | 1151.1994 | 1151.1994 | 1151.1994 | 1151.1994 | 1151.1994 | 1151.1994 | 1151.1994 | 1151.1994 | 1151.1994 | 1151.1994 | 1151.1994 | 1151.1994 | 1151.1994 | 1151.1994 | 1151.1994 | 1151.1994 | 1151.1994 | 1151.1994 | 1151.1994 | 1151.1994 | 1151.1994 | 1151.1994 | 1151.1994 | 1151.1994 | 1151.1994 | 1151.1994 | 1151.1994 | 1151.1994 | 1151.1994 | 1151.1994 | 1151.1994 | 1151.1994 | 1151.1994 | 1151.1994
TH-G16 | White River Jct | 203725 | 203725: Tucker Hill L1 294–333 | 618564 | 0 | 1PH | UG | 2.25 | Zone 3 | 293 | 1304735 |  |  |  |  | 85.56% | 14.44% | 50% | 98% | 83.36% | 718.6705 | 121.2757 | 131.5741 | 22.2031 | 2763.0558 | 86259.1469 | 89022.2027 | 14.8563 | 7.4282 | 3506.0985 | 641.8959 |  |  |  | 839.9462 | 850.6599 | 854.2781 | 843.1015 | 845.3333 | 847.8673 | 846.9748 | 847.1597 | 857.578 | 865.2548 | 863.6817 | 871.9845 | 868.1258 | 865.4414 | 878.899 | 879.9818 | 869.77 | 870.3473 | 874.9978 | 872.4005 | 864.8289 | 868.9005 | 867.7921 | 868.3433 | 876.7059 | 882.1931 | 889.8348 | 903.4066 | 908.2284 | 909.8158 | 908.7109 | 909.5506 | 911.8673 | 915.1985 | 913.8599 | 910.5525 | 909.8135 | 900.4343 | 900.5406 | 905.8186 | 904.018 | 907.1423 | 910.4066 | 920.9091 | 921.416 | 932.592 | 940.4187 | 940.88 | 950.7309 | 945.793 | 947.0724 | 953.3423 | 967.7327 | 974.3013 | 966.7303 | 970.0171 | 975.3244 | 976.0764 | 975.5277 | 982.81 | 983.5564 | 983.1107 | 990.1647 | 979.4498 | 973.4936 | 718.6705 | 727.8373 | 730.9331 | 721.3703 | 723.2798 | 725.448 | 724.6843 | 724.8425 | 733.7566 | 740.325 | 738.979 | 746.083 | 742.7814 | 740.4846 | 751.9991 | 752.9256 | 744.1882 | 744.6822 | 748.6612 | 746.4389 | 739.9606 | 743.4443 | 742.4959 | 742.9675 | 750.1227 | 754.8176 | 761.356 | 772.9682 | 777.0938 | 778.4521 | 777.5066 | 778.2251 | 780.2073 | 783.0575 | 781.9122 | 779.0823 | 778.45 | 770.4251 | 770.516 | 775.0319 | 773.4913 | 776.1645 | 778.9576 | 787.9436 | 788.3773 | 797.9396 | 804.6363 | 805.031 | 813.4596 | 809.2346 | 810.3293 | 815.6939 | 828.0066 | 833.6268 | 827.1489 | 829.9612 | 834.5021 | 835.1455 | 834.6761 | 840.9069 | 841.5455 | 841.1642 | 847.1998 | 838.0319 | 832.9357 | 121.2757 | 122.8226 | 123.345 | 121.7312 | 122.0535 | 122.4193 | 122.2905 | 122.3172 | 123.8214 | 124.9298 | 124.7027 | 125.9015 | 125.3444 | 124.9568 | 126.8998 | 127.0562 | 125.5818 | 125.6651 | 126.3366 | 125.9616 | 124.8683 | 125.4562 | 125.2962 | 125.3758 | 126.5832 | 127.3755 | 128.4788 | 130.4384 | 131.1346 | 131.3638 | 131.2042 | 131.3255 | 131.66 | 132.141 | 131.9477 | 131.4701 | 131.3634 | 130.0092 | 130.0246 | 130.7866 | 130.5267 | 130.9778 | 131.4491 | 132.9655 | 133.0387 | 134.6523 | 135.7824 | 135.849 | 137.2713 | 136.5583 | 136.7431 | 137.6484 | 139.7261 | 140.6745 | 139.5814 | 140.0559 | 140.8222 | 140.9308 | 140.8516 | 141.903 | 142.0108 | 141.9465 | 142.965 | 141.4179 | 140.5579 | 131.5741 | 133.2523 | 133.8191 | 132.0684 | 132.418 | 132.8149 | 132.6751 | 132.704 | 134.336 | 135.5386 | 135.2922 | 136.5928 | 135.9883 | 135.5678 | 137.6759 | 137.8455 | 136.2459 | 136.3363 | 137.0648 | 136.6579 | 135.4719 | 136.1097 | 135.936 | 136.0224 | 137.3323 | 138.1919 | 139.3889 | 141.5149 | 142.2702 | 142.5189 | 142.3458 | 142.4773 | 142.8402 | 143.362 | 143.1524 | 142.6343 | 142.5185 | 141.0493 | 141.0659 | 141.8927 | 141.6107 | 142.1001 | 142.6114 | 144.2566 | 144.336 | 146.0867 | 147.3127 | 147.3849 | 148.9281 | 148.1545 | 148.355 | 149.3371 | 151.5913 | 152.6203 | 151.4343 | 151.9492 | 0 | 0 | 0 | 0 | 0 | 0 | 0 | 0 | 0 | 22.2031 | 22.4863 | 22.582 | 22.2865 | 22.3455 | 22.4125 | 22.3889 | 22.3938 | 22.6692 | 22.8721 | 22.8306 | 23.05 | 22.948 | 22.8771 | 23.2328 | 23.2614 | 22.9915 | 23.0068 | 23.1297 | 23.061 | 22.8609 | 22.9685 | 22.9392 | 22.9538 | 23.1748 | 23.3199 | 23.5219 | 23.8806 | 24.0081 | 24.0501 | 24.0209 | 24.043 | 24.1043 | 24.1923 | 24.157 | 24.0695 | 24.05 | 23.8021 | 23.8049 | 23.9444 | 23.8968 | 23.9794 | 24.0657 | 24.3433 | 24.3567 | 24.6521 | 24.859 | 24.8712 | 25.1316 | 25.0011 | 25.0349 | 25.2006 | 25.581 | 25.7547 | 25.5545 | 25.6414 | 0 | 0 | 0 | 0 | 0 | 0 | 0 | 0 | 0 | 3080.6625 | 3188.5961 | 3272.6061 | 3300.8457 | 3382.3943 | 3467.1693 | 3539.7167 | 3618.3804 | 3743.4624 | 3860.0663 | 3937.8153 | 4063.1354 | 4134.1486 | 4212.035 | 4371.6376 | 4473.3183 | 4518.6781 | 4621.1547 | 4748.0549 | 4838.1084 | 4901.633 | 5033.0533 | 5137.2189 | 5253.5724 | 5420.8586 | 5574.7927 | 5746.7902 | 5962.7982 | 6126.5056 | 6272.2324 | 6402.4361 | 6549.3366 | 6710.4704 | 6883.1543 | 7024.2952 | 7152.848 | 7304.2779 | 7388.0166 | 7551.4436 | 7762.8075 | 7917.8192 | 8119.977 | 8328.4792 | 8609.8968 | 8804.158 | 9106.9855 | 9385.4505 | 9596.6358 | 9910.4479 | 10075.8718 | 10311.4711 | 10608.0904 | 11005.1173 | 11323.5714 | 11482.7625 | 11775.2824 | 0 | 0 | 0 | 0 | 0 | 0 | 0 | 0 | 0 | 96174.4337 | 99543.9858 | 102166.6707 | 103048.2755 | 105594.1229 | 108240.6904 | 110505.5307 | 112961.3129 | 116866.2157 | 120506.4451 | 122933.6701 | 126846.0083 | 129062.9505 | 131494.4674 | 136477.0615 | 139651.4048 | 141067.4821 | 144266.6725 | 148228.3395 | 151039.6972 | 153022.8563 | 157125.6313 | 160377.5516 | 164009.9637 | 169232.4286 | 174038.0607 | 179407.6064 | 186151.1061 | 191261.8455 | 195811.2557 | 199876.0534 | 204462.1034 | 209492.4964 | 214883.4736 | 219289.7148 | 223302.9729 | 228030.4243 | 230644.6436 | 235746.6307 | 242345.148 | 247184.4166 | 253495.5311 | 260004.711 | 268790.215 | 274854.8088 | 284308.7044 | 293002.0325 | 299594.9747 | 309391.7959 | 314556.1234 | 321911.2388 | 331171.3236 | 343566.0056 | 353507.7444 | 358477.4926 | 367609.5964 | 0 | 0 | 0 | 0 | 0 | 0 | 0 | 0 | 0 | 99255.0963 | 102732.5819 | 105439.2768 | 106349.1212 | 108976.5172 | 111707.8597 | 114045.2474 | 116579.6933 | 120609.678 | 124366.5114 | 126871.4853 | 130909.1437 | 133197.0991 | 135706.5024 | 140848.6991 | 144124.7231 | 145586.1602 | 148887.8271 | 152976.3944 | 155877.8056 | 157924.4893 | 162158.6845 | 165514.7704 | 169263.5361 | 174653.2871 | 179612.8535 | 185154.3966 | 192113.9043 | 197388.3511 | 202083.4881 | 206278.4896 | 211011.4401 | 216202.9667 | 221766.6279 | 226314.01 | 230455.8208 | 235334.7022 | 238032.6602 | 243298.0743 | 250107.9555 | 255102.2358 | 261615.5081 | 268333.1902 | 277400.1118 | 283658.9668 | 293415.6899 | 302387.483 | 309191.6106 | 319302.2438 | 324631.9952 | 332222.7099 | 341779.414 | 354571.1229 | 364831.3158 | 369960.2551 | 379384.8788 | 0 | 0 | 0 | 0 | 0 | 0 | 0 | 0 | 0
DM-G6 | Brattleboro | 203953 | 203953: L.9-P.61 Quarry Rd | 555745 | 555590 | 1PH | UG | 2 | Zone 3 | 84 | 1156671 |  |  |  |  | 89.45% | 10.55% | 50% | 98% | 83.36% | 126.9498 | 14.9789 | 23.2419 | 2.7423 | 488.0808 | 10653.9591 | 11142.0398 | 39.4003 | 1.3542 | 639.175 | 117.0201 |  |  |  | 141.9286 | 143.6908 | 144.2497 | 143.9288 | 143.8805 | 145.1611 | 145.7522 | 145.8012 | 147.871 | 148.7392 | 148.8348 | 149.5357 | 147.4926 | 147.5529 | 148.5784 | 149.0228 | 147.9159 | 147.9842 | 147.9785 | 147.2286 | 146.2028 | 145.3589 | 146.6261 | 147.8496 | 148.6419 | 149.2151 | 150.3942 | 151.931 | 152.2976 | 151.9692 | 151.678 | 152.6047 | 152.5617 | 152.2552 | 151.9059 | 151.3993 | 152.4964 | 150.2549 | 149.9491 | 151.2347 | 151.328 | 153.1595 | 153.5896 | 155.9558 | 155.6108 | 157.0154 | 158.1018 | 157.2764 | 159.4257 | 159.7863 | 159.8715 | 161.2291 | 163.0821 | 163.6895 | 162.8832 | 164.3183 | 166.2342 | 166.3655 | 166.012 | 166.3933 | 165.5154 | 166.5991 | 168.3699 | 167.0411 | 166.4761 | 126.9498 | 128.526 | 129.0259 | 128.7388 | 128.6957 | 129.8411 | 130.3698 | 130.4136 | 132.265 | 133.0416 | 133.127 | 133.754 | 131.9265 | 131.9805 | 132.8977 | 133.2952 | 132.3051 | 132.3662 | 132.3611 | 131.6903 | 130.7728 | 130.018 | 131.1514 | 132.2458 | 132.9545 | 133.4672 | 134.5219 | 135.8965 | 136.2244 | 135.9306 | 135.6702 | 136.4991 | 136.4607 | 136.1865 | 135.874 | 135.4209 | 136.4022 | 134.3972 | 134.1238 | 135.2737 | 135.3571 | 136.9953 | 137.38 | 139.4965 | 139.188 | 140.4443 | 141.4161 | 140.6777 | 142.6002 | 142.9228 | 142.999 | 144.2133 | 145.8707 | 146.414 | 145.6928 | 146.9765 | 148.6901 | 148.8076 | 148.4914 | 148.8324 | 148.0472 | 149.0165 | 150.6005 | 149.4119 | 148.9065 | 14.9789 | 15.1649 | 15.2238 | 15.19 | 15.1849 | 15.32 | 15.3824 | 15.3876 | 15.606 | 15.6977 | 15.7077 | 15.7817 | 15.5661 | 15.5725 | 15.6807 | 15.7276 | 15.6108 | 15.618 | 15.6174 | 15.5382 | 15.43 | 15.3409 | 15.4746 | 15.6038 | 15.6874 | 15.7479 | 15.8723 | 16.0345 | 16.0732 | 16.0385 | 16.0078 | 16.1056 | 16.1011 | 16.0687 | 16.0319 | 15.9784 | 16.0942 | 15.8576 | 15.8253 | 15.961 | 15.9709 | 16.1642 | 16.2096 | 16.4593 | 16.4229 | 16.5711 | 16.6858 | 16.5987 | 16.8255 | 16.8636 | 16.8725 | 17.0158 | 17.2114 | 17.2755 | 17.1904 | 17.3419 | 17.544 | 17.5579 | 17.5206 | 17.5608 | 17.4682 | 17.5826 | 17.7694 | 17.6292 | 17.5696 | 23.2419 | 23.5305 | 23.622 | 23.5695 | 23.5616 | 23.7713 | 23.8681 | 23.8761 | 24.215 | 24.3572 | 24.3729 | 24.4877 | 24.1531 | 24.163 | 24.3309 | 24.4037 | 24.2224 | 24.2336 | 24.2326 | 24.1098 | 23.9419 | 23.8037 | 24.0112 | 24.2115 | 24.3413 | 24.4352 | 24.6282 | 24.8799 | 24.9399 | 24.8862 | 24.8385 | 24.9902 | 24.9832 | 24.933 | 24.8758 | 24.7928 | 24.9725 | 24.6054 | 24.5554 | 24.7659 | 24.7812 | 25.0811 | 25.1515 | 25.539 | 25.4825 | 25.7125 | 25.8904 | 25.7553 | 26.1072 | 26.1663 | 26.1802 | 26.4026 | 26.706 | 26.8054 | 26.6734 | 26.9084 | 0 | 0 | 0 | 0 | 0 | 0 | 0 | 0 | 0 | 2.7423 | 2.7764 | 2.7872 | 2.781 | 2.78 | 2.8048 | 2.8162 | 2.8172 | 2.8571 | 2.8739 | 2.8758 | 2.8893 | 2.8498 | 2.851 | 2.8708 | 2.8794 | 2.858 | 2.8593 | 2.8592 | 2.8447 | 2.8249 | 2.8086 | 2.8331 | 2.8567 | 2.872 | 2.8831 | 2.9059 | 2.9356 | 2.9427 | 2.9363 | 2.9307 | 2.9486 | 2.9478 | 2.9419 | 2.9351 | 2.9253 | 2.9465 | 2.9032 | 2.8973 | 2.9221 | 2.9239 | 2.9593 | 2.9676 | 3.0134 | 3.0067 | 3.0338 | 3.0548 | 3.0389 | 3.0804 | 3.0874 | 3.089 | 3.1153 | 3.1511 | 3.1628 | 3.1472 | 3.1749 | 0 | 0 | 0 | 0 | 0 | 0 | 0 | 0 | 0 | 544.1845 | 563.0618 | 577.6873 | 589.083 | 601.841 | 620.5558 | 636.7904 | 651.0186 | 674.7863 | 693.6809 | 709.3972 | 728.4184 | 734.2722 | 750.7331 | 772.5814 | 791.94 | 803.3508 | 821.4035 | 839.4421 | 853.5623 | 866.2627 | 880.2105 | 907.4171 | 935.1191 | 960.8133 | 985.7374 | 1015.3845 | 1048.3271 | 1073.975 | 1095.2357 | 1117.1862 | 1148.7399 | 1173.6819 | 1197.0928 | 1220.6219 | 1243.3152 | 1279.876 | 1288.8068 | 1314.4801 | 1354.9164 | 1385.5791 | 1433.1998 | 1468.8435 | 1524.2846 | 1554.3734 | 1602.9087 | 1649.5072 | 1676.995 | 1737.3104 | 1779.5477 | 1819.6677 | 1875.4926 | 1938.7824 | 1988.8146 | 2022.5571 | 2085.2657 | 0 | 0 | 0 | 0 | 0 | 0 | 0 | 0 | 0 | 11878.6067 | 12290.6645 | 12609.9159 | 12858.664 | 13137.1482 | 13545.6603 | 13900.0344 | 14210.6105 | 14729.4174 | 15141.8546 | 15484.9149 | 15900.1148 | 16027.8925 | 16387.2054 | 16864.117 | 17286.6805 | 17535.7593 | 17929.8192 | 18323.5704 | 18631.7887 | 18909.0181 | 19213.4726 | 19807.3467 | 20412.0332 | 20972.8921 | 21516.9427 | 22164.0875 | 22883.1673 | 23443.0169 | 23907.1027 | 24386.2429 | 25075.0067 | 25619.4475 | 26130.4661 | 26644.0662 | 27139.4202 | 27937.4811 | 28132.423 | 28692.8288 | 29575.4816 | 30244.7956 | 31284.2747 | 32062.3135 | 33272.4982 | 33929.2847 | 34988.726 | 36005.8893 | 36605.9009 | 37922.4833 | 38844.4498 | 39720.1996 | 40938.7613 | 42320.2674 | 43412.384 | 44148.9242 | 45517.7458 | 0 | 0 | 0 | 0 | 0 | 0 | 0 | 0 | 0 | 12422.7912 | 12853.7263 | 13187.6032 | 13447.7471 | 13738.9892 | 14166.2161 | 14536.8249 | 14861.6291 | 15404.2037 | 15835.5354 | 16194.3121 | 16628.5332 | 16762.1646 | 17137.9385 | 17636.6985 | 18078.6205 | 18339.1101 | 18751.2228 | 19163.0126 | 19485.351 | 19775.2808 | 20093.6831 | 20714.7638 | 21347.1523 | 21933.7053 | 22502.6801 | 23179.472 | 23931.4944 | 24516.9919 | 25002.3384 | 25503.4291 | 26223.7467 | 26793.1295 | 27327.5589 | 27864.6881 | 28382.7354 | 29217.3572 | 29421.2298 | 30007.3089 | 30930.3979 | 31630.3746 | 32717.4746 | 33531.1569 | 34796.7829 | 35483.6581 | 36591.6347 | 37655.3964 | 38282.8959 | 39659.7938 | 40623.9975 | 41539.8673 | 42814.2539 | 44259.0498 | 45401.1986 | 46171.4813 | 47603.0116 | 0 | 0 | 0 | 0 | 0 | 0 | 0 | 0 | 0
DM-G6 | Brattleboro | 203954 | 203954: L633-Timson Hl Rd/Baker B | 489476 | 0 | 1PH | UG | 2.75 | Zone 3 | 75 | 1590420 |  |  |  |  | 89.45% | 10.55% | 50% | 98% | 83.36% | 113.348 | 13.374 | 20.7517 | 2.4485 | 435.7864 | 9512.4635 | 9948.2499 | 39.4003 | 1.2091 | 570.692 | 104.4822 |  |  |  | 126.722 | 128.2954 | 128.7944 | 128.5079 | 128.4648 | 129.6081 | 130.1359 | 130.1796 | 132.0277 | 132.8029 | 132.8882 | 133.514 | 131.6898 | 131.7437 | 132.6593 | 133.0561 | 132.0677 | 132.1287 | 132.1236 | 131.4541 | 130.5382 | 129.7847 | 130.9161 | 132.0086 | 132.716 | 133.2277 | 134.2805 | 135.6527 | 135.98 | 135.6868 | 135.4268 | 136.2542 | 136.2158 | 135.9421 | 135.6303 | 135.1779 | 136.1575 | 134.1561 | 133.8831 | 135.031 | 135.1143 | 136.7495 | 137.1336 | 139.2462 | 138.9382 | 140.1924 | 141.1623 | 140.4254 | 142.3444 | 142.6664 | 142.7425 | 143.9546 | 145.609 | 146.1513 | 145.4314 | 146.7128 | 148.4234 | 148.5406 | 148.225 | 148.5654 | 147.7816 | 148.7492 | 150.3303 | 149.1438 | 148.6394 | 113.348 | 114.7553 | 115.2017 | 114.9454 | 114.9068 | 115.9295 | 116.4016 | 116.4407 | 118.0937 | 118.7871 | 118.8634 | 119.4232 | 117.7915 | 117.8397 | 118.6587 | 119.0136 | 118.1296 | 118.1841 | 118.1795 | 117.5807 | 116.7614 | 116.0875 | 117.0995 | 118.0766 | 118.7094 | 119.1671 | 120.1088 | 121.3362 | 121.6289 | 121.3666 | 121.1341 | 121.8742 | 121.8399 | 121.5951 | 121.3161 | 120.9115 | 121.7877 | 119.9975 | 119.7534 | 120.7801 | 120.8546 | 122.3173 | 122.6607 | 124.5504 | 124.275 | 125.3967 | 126.2643 | 125.6051 | 127.3216 | 127.6096 | 127.6777 | 128.7619 | 130.2417 | 130.7268 | 130.0829 | 131.229 | 132.759 | 132.8639 | 132.5816 | 132.8861 | 132.185 | 133.0505 | 134.4647 | 133.4035 | 132.9523 | 13.374 | 13.5401 | 13.5927 | 13.5625 | 13.5579 | 13.6786 | 13.7343 | 13.7389 | 13.934 | 14.0158 | 14.0248 | 14.0908 | 13.8983 | 13.904 | 14.0006 | 14.0425 | 13.9382 | 13.9446 | 13.9441 | 13.8734 | 13.7768 | 13.6972 | 13.8166 | 13.9319 | 14.0066 | 14.0606 | 14.1717 | 14.3165 | 14.3511 | 14.3201 | 14.2927 | 14.38 | 14.376 | 14.3471 | 14.3142 | 14.2664 | 14.3698 | 14.1586 | 14.1298 | 14.2509 | 14.2597 | 14.4323 | 14.4728 | 14.6958 | 14.6633 | 14.7956 | 14.898 | 14.8202 | 15.0228 | 15.0567 | 15.0648 | 15.1927 | 15.3673 | 15.4245 | 15.3486 | 15.4838 | 15.6643 | 15.6767 | 15.6434 | 15.6793 | 15.5966 | 15.6987 | 15.8656 | 15.7404 | 15.6871 | 20.7517 | 21.0094 | 21.0911 | 21.0442 | 21.0371 | 21.2244 | 21.3108 | 21.3179 | 21.6206 | 21.7475 | 21.7615 | 21.864 | 21.5653 | 21.5741 | 21.724 | 21.789 | 21.6271 | 21.6371 | 21.6363 | 21.5266 | 21.3767 | 21.2533 | 21.4386 | 21.6175 | 21.7333 | 21.8171 | 21.9895 | 22.2142 | 22.2678 | 22.2198 | 22.1772 | 22.3127 | 22.3064 | 22.2616 | 22.2105 | 22.1365 | 22.2969 | 21.9691 | 21.9244 | 22.1124 | 22.126 | 22.3938 | 22.4567 | 22.8027 | 22.7522 | 22.9576 | 23.1165 | 22.9958 | 23.31 | 23.3627 | 23.3752 | 23.5737 | 23.8446 | 23.9334 | 23.8156 | 24.0254 | 0 | 0 | 0 | 0 | 0 | 0 | 0 | 0 | 0 | 2.4485 | 2.4789 | 2.4886 | 2.483 | 2.4822 | 2.5043 | 2.5145 | 2.5153 | 2.551 | 2.566 | 2.5677 | 2.5797 | 2.5445 | 2.5455 | 2.5632 | 2.5709 | 2.5518 | 2.553 | 2.5529 | 2.5399 | 2.5222 | 2.5077 | 2.5295 | 2.5507 | 2.5643 | 2.5742 | 2.5946 | 2.6211 | 2.6274 | 2.6217 | 2.6167 | 2.6327 | 2.6319 | 2.6267 | 2.6206 | 2.6119 | 2.6308 | 2.5922 | 2.5869 | 2.6091 | 2.6107 | 2.6423 | 2.6497 | 2.6905 | 2.6846 | 2.7088 | 2.7275 | 2.7133 | 2.7504 | 2.7566 | 2.7581 | 2.7815 | 2.8134 | 2.8239 | 2.81 | 2.8348 | 0 | 0 | 0 | 0 | 0 | 0 | 0 | 0 | 0 | 485.879 | 502.7337 | 515.7923 | 525.967 | 537.358 | 554.0677 | 568.5629 | 581.2666 | 602.4877 | 619.3579 | 633.3904 | 650.3736 | 655.6002 | 670.2974 | 689.8049 | 707.0893 | 717.2775 | 733.396 | 749.5019 | 762.1092 | 773.4489 | 785.9022 | 810.1939 | 834.9278 | 857.869 | 880.1227 | 906.5933 | 936.0063 | 958.9062 | 977.8891 | 997.4877 | 1025.6607 | 1047.9303 | 1068.8329 | 1089.841 | 1110.1028 | 1142.7465 | 1150.7203 | 1173.643 | 1209.7468 | 1237.1242 | 1279.6427 | 1311.4674 | 1360.9684 | 1387.8334 | 1431.1685 | 1472.7742 | 1497.3169 | 1551.17 | 1588.8819 | 1624.7033 | 1674.547 | 1731.0557 | 1775.7273 | 1805.8545 | 1861.8444 | 0 | 0 | 0 | 0 | 0 | 0 | 0 | 0 | 0 | 10605.8988 | 10973.8076 | 11258.8535 | 11480.95 | 11729.5966 | 12094.3396 | 12410.745 | 12688.0451 | 13151.2656 | 13519.513 | 13825.8168 | 14196.5311 | 14310.6183 | 14631.4334 | 15057.2474 | 15434.5362 | 15656.928 | 16008.7672 | 16360.3307 | 16635.5256 | 16883.0519 | 17154.8863 | 17685.131 | 18225.0297 | 18725.7965 | 19211.556 | 19789.3639 | 20431.3994 | 20931.2651 | 21345.6274 | 21773.4312 | 22388.3989 | 22874.5067 | 23330.7733 | 23789.3448 | 24231.6252 | 24944.1796 | 25118.2349 | 25618.5971 | 26406.68 | 27004.2818 | 27932.3881 | 28627.0656 | 29707.5877 | 30294.0042 | 31239.9339 | 32148.1154 | 32683.8401 | 33859.3601 | 34682.5445 | 35464.4639 | 36552.4654 | 37785.953 | 38761.0572 | 39418.6824 | 40640.8445 | 0 | 0 | 0 | 0 | 0 | 0 | 0 | 0 | 0 | 11091.7779 | 11476.5413 | 11774.6458 | 12006.917 | 12266.9546 | 12648.4072 | 12979.3079 | 13269.3117 | 13753.7533 | 14138.8709 | 14459.2072 | 14846.9046 | 14966.2184 | 15301.7308 | 15747.0522 | 16141.6255 | 16374.2055 | 16742.1632 | 17109.8327 | 17397.6348 | 17656.5007 | 17940.7885 | 18495.3248 | 19059.9574 | 19583.6655 | 20091.6787 | 20695.9571 | 21367.4057 | 21890.1713 | 22323.5165 | 22770.9188 | 23414.0595 | 23922.437 | 24399.6062 | 24879.1858 | 25341.728 | 26086.9261 | 26268.9552 | 26792.2401 | 27616.4267 | 28241.4059 | 29212.0309 | 29938.533 | 31068.5561 | 31681.8376 | 32671.1024 | 33620.8897 | 34181.157 | 35410.5302 | 36271.4263 | 37089.1672 | 38227.0124 | 39517.0087 | 40536.7845 | 41224.5369 | 42502.6889 | 0 | 0 | 0 | 0 | 0 | 0 | 0 | 0 | 0
EL-G40 | White River Jct | 204106 | 204106: RTE 113 L3 P.141 to P192 | 621447 | 618847 | 3PH | OH | 1.7 | Zone 2 | 415 | 1251737 |  |  |  |  | 85.29% | 14.71% | 100% | 90% | 80.33% | 453.8692 | 78.2714 | 125.7336 | 21.6832 | 2640.405 | 84239.3092 | 86879.7142 | 11.0221 | 2.0151 | 951.1066 | 263.4813 |  |  |  | 532.1406 | 537.3969 | 539.1861 | 534.8928 | 535.8046 | 537.2031 | 535.0243 | 532.9034 | 539.0789 | 541.9919 | 542.3427 | 547.5897 | 545.543 | 546.7843 | 555.1589 | 556.5456 | 551.964 | 552.4917 | 554.5838 | 552.0787 | 549.3556 | 551.2884 | 552.9025 | 555.0618 | 557.5448 | 560.1246 | 564.2447 | 570.8677 | 573.8939 | 575.9135 | 576.1942 | 574.498 | 576.2876 | 577.0504 | 576.219 | 573.7192 | 571.5128 | 564.9123 | 565.9665 | 570.1882 | 567.456 | 570.0876 | 573.7113 | 579.983 | 579.8312 | 585.5577 | 590.5831 | 592.2889 | 598.1732 | 595.3018 | 595.5873 | 599.7359 | 608.8953 | 613.7167 | 607.4405 | 607.8549 | 608.2099 | 607.323 | 606.3095 | 610.9752 | 610.4081 | 611.5597 | 615.7318 | 609.3249 | 605.6374 | 453.8692 | 458.3523 | 459.8783 | 456.2165 | 456.9943 | 458.1871 | 456.3287 | 454.5197 | 459.7869 | 462.2715 | 462.5707 | 467.0459 | 465.3002 | 466.359 | 473.5018 | 474.6845 | 470.7768 | 471.2269 | 473.0112 | 470.8746 | 468.5521 | 470.2006 | 471.5773 | 473.419 | 475.5367 | 477.7371 | 481.2511 | 486.9 | 489.4811 | 491.2036 | 491.4431 | 489.9963 | 491.5227 | 492.1733 | 491.4642 | 489.3321 | 487.4502 | 481.8205 | 482.7197 | 486.3205 | 483.9901 | 486.2346 | 489.3254 | 494.6745 | 494.5451 | 499.4293 | 503.7155 | 505.1704 | 510.1892 | 507.7401 | 507.9836 | 511.522 | 519.3342 | 523.4464 | 518.0934 | 518.4468 | 518.7496 | 517.9932 | 517.1287 | 521.1081 | 520.6245 | 521.6067 | 525.1652 | 519.7006 | 516.5555 | 78.2714 | 79.0446 | 79.3077 | 78.6762 | 78.8104 | 79.0161 | 78.6956 | 78.3836 | 79.292 | 79.7204 | 79.772 | 80.5438 | 80.2427 | 80.4253 | 81.6571 | 81.8611 | 81.1872 | 81.2648 | 81.5725 | 81.2041 | 80.8035 | 81.0878 | 81.3253 | 81.6429 | 82.0081 | 82.3875 | 82.9935 | 83.9677 | 84.4128 | 84.7099 | 84.7512 | 84.5017 | 84.7649 | 84.8771 | 84.7548 | 84.3871 | 84.0626 | 83.0917 | 83.2468 | 83.8678 | 83.4659 | 83.853 | 84.386 | 85.3085 | 85.2861 | 86.1284 | 86.8676 | 87.1185 | 87.984 | 87.5617 | 87.6037 | 88.2139 | 89.5611 | 90.2703 | 89.3471 | 89.4081 | 89.4603 | 89.3298 | 89.1808 | 89.867 | 89.7836 | 89.953 | 90.5667 | 89.6243 | 89.0819 | 125.7336 | 126.9755 | 127.3983 | 126.3839 | 126.5993 | 126.9297 | 126.4149 | 125.9138 | 127.3729 | 128.0612 | 128.1441 | 129.3839 | 128.9003 | 129.1936 | 131.1723 | 131.5 | 130.4174 | 130.5421 | 131.0364 | 130.4445 | 129.8011 | 130.2578 | 130.6392 | 131.1494 | 131.736 | 132.3456 | 133.3191 | 134.884 | 135.599 | 136.0762 | 136.1425 | 135.7417 | 136.1646 | 136.3448 | 136.1484 | 135.5577 | 135.0364 | 133.4768 | 133.7259 | 134.7234 | 134.0778 | 134.6996 | 135.5559 | 137.0377 | 137.0018 | 138.3549 | 139.5423 | 0 | 0 | 0 | 0 | 0 | 0 | 0 | 0 | 0 | 0 | 0 | 0 | 0 | 0 | 0 | 0 | 0 | 0 | 21.6832 | 21.8974 | 21.9703 | 21.7954 | 21.8325 | 21.8895 | 21.8007 | 21.7143 | 21.9659 | 22.0846 | 22.0989 | 22.3127 | 22.2293 | 22.2799 | 22.6212 | 22.6777 | 22.491 | 22.5125 | 22.5977 | 22.4956 | 22.3847 | 22.4634 | 22.5292 | 22.6172 | 22.7184 | 22.8235 | 22.9914 | 23.2612 | 23.3845 | 23.4668 | 23.4783 | 23.4092 | 23.4821 | 23.5132 | 23.4793 | 23.3774 | 23.2875 | 23.0186 | 23.0615 | 23.2336 | 23.1222 | 23.2295 | 23.3771 | 23.6327 | 23.6265 | 23.8598 | 24.0646 | 0 | 0 | 0 | 0 | 0 | 0 | 0 | 0 | 0 | 0 | 0 | 0 | 0 | 0 | 0 | 0 | 0 | 0 | 2943.9133 | 3038.3981 | 3115.5812 | 3158.7704 | 3233.7664 | 3313.5357 | 3372.6982 | 3433.2336 | 3549.426 | 3647.1153 | 3729.7644 | 3848.697 | 3918.6669 | 4013.9902 | 4165.1295 | 4267.3948 | 4325.3746 | 4424.7588 | 4539.227 | 4618.1353 | 4696.4542 | 4816.6633 | 4937.0432 | 5065.3633 | 5199.9587 | 5338.9479 | 5496.54 | 5683.4006 | 5839.2265 | 5988.6907 | 6123.4251 | 6239.7176 | 6396.8557 | 6546.2406 | 6680.6184 | 6797.9716 | 6920.8088 | 6991.3779 | 7158.522 | 7370.5825 | 7496.6397 | 7697.0967 | 7916.4355 | 8179.0414 | 8356.7923 | 8624.9903 | 8890.3906 | 0 | 0 | 0 | 0 | 0 | 0 | 0 | 0 | 0 | 0 | 0 | 0 | 0 | 0 | 0 | 0 | 0 | 0 | 93922.4204 | 96936.855 | 99399.3014 | 100777.2046 | 103169.8752 | 105714.8276 | 107602.3441 | 109533.6638 | 113240.6583 | 116357.3311 | 118994.1611 | 122788.5804 | 125020.8935 | 128062.0842 | 132884.0228 | 136146.686 | 137996.4723 | 141167.2165 | 144819.2054 | 147336.6885 | 149835.3707 | 153670.514 | 157511.1053 | 161605.0229 | 165899.1448 | 170333.4484 | 175361.2569 | 181322.8458 | 186294.305 | 191062.8005 | 195361.3576 | 199071.5448 | 204084.8689 | 208850.8344 | 213138.0177 | 216882.0459 | 220801.0351 | 223052.4684 | 228385.0204 | 235150.5848 | 239172.3058 | 245567.6742 | 252565.4446 | 260943.6059 | 266614.5601 | 275171.1322 | 283638.4463 | 0 | 0 | 0 | 0 | 0 | 0 | 0 | 0 | 0 | 0 | 0 | 0 | 0 | 0 | 0 | 0 | 0 | 0 | 96866.3338 | 99975.2531 | 102514.8827 | 103935.975 | 106403.6417 | 109028.3633 | 110975.0423 | 112966.8974 | 116790.0843 | 120004.4465 | 122723.9255 | 126637.2775 | 128939.5604 | 132076.0745 | 137049.1523 | 140414.0808 | 142321.847 | 145591.9752 | 149358.4325 | 151954.8238 | 154531.8249 | 158487.1773 | 162448.1485 | 166670.3862 | 171099.1035 | 175672.3963 | 180857.797 | 187006.2464 | 192133.5315 | 197051.4912 | 201484.7827 | 205311.2624 | 210481.7246 | 215397.075 | 219818.6362 | 223680.0175 | 227721.8439 | 230043.8464 | 235543.5423 | 242521.1673 | 246668.9455 | 253264.7709 | 260481.8801 | 269122.6473 | 274971.3525 | 283796.1226 | 292528.8369 | 0 | 0 | 0 | 0 | 0 | 0 | 0 | 0 | 0 | 0 | 0 | 0 | 0 | 0 | 0 | 0 | 0 | 0
EL-G40 | White River Jct | 204107 | 204107: Beanville Rd L37 P.X2 P21 | 467089 | 620483 | 3PH | OH | 1.12 | Zone 3 | 279 | 822502 |  |  |  |  | 85.29% | 14.71% | 50% | 90% | 80.33% | 326.1885 | 56.2524 | 90.3627 | 15.5834 | 1897.6165 | 60541.4354 | 62439.052 | 13.0078 | 4.2696 | 2015.2549 | 558.278 |  |  |  | 382.4409 | 386.2185 | 387.5043 | 384.4188 | 385.0741 | 386.0793 | 384.5133 | 382.9891 | 387.4273 | 389.5209 | 389.773 | 393.5439 | 392.073 | 392.9651 | 398.9838 | 399.9804 | 396.6877 | 397.0669 | 398.5704 | 396.7701 | 394.813 | 396.2021 | 397.3622 | 398.914 | 400.6985 | 402.5525 | 405.5136 | 410.2734 | 412.4483 | 413.8998 | 414.1015 | 412.8825 | 414.1686 | 414.7169 | 414.1193 | 412.3227 | 410.7371 | 405.9934 | 406.751 | 409.7851 | 407.8215 | 409.7128 | 412.3171 | 416.8244 | 416.7153 | 420.8309 | 424.4426 | 425.6685 | 429.8975 | 427.8338 | 428.039 | 431.0205 | 437.6033 | 441.0683 | 436.5577 | 436.8555 | 437.1107 | 436.4733 | 435.7449 | 439.098 | 438.6905 | 439.5181 | 442.5166 | 437.912 | 435.2618 | 326.1885 | 329.4104 | 330.5072 | 327.8755 | 328.4344 | 329.2917 | 327.9561 | 326.656 | 330.4415 | 332.2271 | 332.4421 | 335.6584 | 334.4038 | 335.1647 | 340.2981 | 341.1481 | 338.3397 | 338.6632 | 339.9456 | 338.41 | 336.7408 | 337.9256 | 338.915 | 340.2386 | 341.7606 | 343.342 | 345.8674 | 349.9272 | 351.7822 | 353.0201 | 353.1922 | 352.1525 | 353.2494 | 353.717 | 353.2074 | 351.6751 | 350.3226 | 346.2767 | 346.9229 | 349.5107 | 347.8359 | 349.449 | 351.6703 | 355.5146 | 355.4216 | 358.9318 | 362.0122 | 363.0578 | 366.6648 | 364.9047 | 365.0797 | 367.6227 | 373.2371 | 376.1925 | 372.3454 | 372.5994 | 372.817 | 372.2734 | 371.6521 | 374.512 | 374.1644 | 374.8703 | 377.4277 | 373.5005 | 371.2401 | 56.2524 | 56.8081 | 56.9972 | 56.5433 | 56.6397 | 56.7876 | 56.5572 | 56.333 | 56.9859 | 57.2938 | 57.3309 | 57.8855 | 57.6692 | 57.8004 | 58.6857 | 58.8323 | 58.3479 | 58.4037 | 58.6249 | 58.3601 | 58.0722 | 58.2765 | 58.4471 | 58.6754 | 58.9379 | 59.2106 | 59.6461 | 60.3462 | 60.6661 | 60.8796 | 60.9093 | 60.73 | 60.9192 | 60.9998 | 60.9119 | 60.6477 | 60.4144 | 59.7167 | 59.8281 | 60.2744 | 59.9856 | 60.2638 | 60.6468 | 61.3098 | 61.2938 | 61.8991 | 62.4303 | 62.6107 | 63.2327 | 62.9292 | 62.9593 | 63.3979 | 64.3661 | 64.8758 | 64.2123 | 64.2561 | 64.2937 | 64.1999 | 64.0928 | 64.586 | 64.526 | 64.6478 | 65.0888 | 64.4115 | 64.0217 | 90.3627 | 91.2553 | 91.5591 | 90.83 | 90.9849 | 91.2224 | 90.8524 | 90.4922 | 91.5409 | 92.0355 | 92.0951 | 92.9861 | 92.6385 | 92.8493 | 94.2714 | 94.5069 | 93.7289 | 93.8185 | 94.1738 | 93.7484 | 93.286 | 93.6142 | 93.8883 | 94.2549 | 94.6766 | 95.1147 | 95.8143 | 96.9389 | 97.4528 | 97.7958 | 97.8434 | 97.5554 | 97.8593 | 97.9888 | 97.8476 | 97.4231 | 97.0485 | 95.9276 | 96.1067 | 96.8236 | 96.3596 | 96.8065 | 97.4218 | 98.4868 | 98.461 | 99.4334 | 100.2868 | 0 | 0 | 0 | 0 | 0 | 0 | 0 | 0 | 0 | 0 | 0 | 0 | 0 | 0 | 0 | 0 | 0 | 0 | 15.5834 | 15.7373 | 15.7897 | 15.664 | 15.6907 | 15.7316 | 15.6678 | 15.6057 | 15.7866 | 15.8719 | 15.8821 | 16.0358 | 15.9759 | 16.0122 | 16.2575 | 16.2981 | 16.1639 | 16.1793 | 16.2406 | 16.1673 | 16.0875 | 16.1441 | 16.1914 | 16.2546 | 16.3273 | 16.4029 | 16.5235 | 16.7175 | 16.8061 | 16.8652 | 16.8735 | 16.8238 | 16.8762 | 16.8985 | 16.8742 | 16.801 | 16.7364 | 16.5431 | 16.5739 | 16.6976 | 16.6176 | 16.6946 | 16.8008 | 16.9844 | 16.98 | 17.1477 | 17.2948 | 0 | 0 | 0 | 0 | 0 | 0 | 0 | 0 | 0 | 0 | 0 | 0 | 0 | 0 | 0 | 0 | 0 | 0 | 2115.7431 | 2183.6478 | 2239.1181 | 2270.1574 | 2324.0559 | 2381.3848 | 2423.9039 | 2467.4098 | 2550.9154 | 2621.1231 | 2680.5216 | 2765.9966 | 2816.2828 | 2884.7902 | 2993.4115 | 3066.9079 | 3108.5771 | 3180.0029 | 3262.2694 | 3318.9795 | 3375.266 | 3461.6584 | 3548.1734 | 3640.3951 | 3737.1266 | 3837.0159 | 3950.2748 | 4084.5685 | 4196.5581 | 4303.9756 | 4400.807 | 4484.3846 | 4597.3172 | 4704.6777 | 4801.2529 | 4885.5928 | 4973.8739 | 5024.5908 | 5144.7145 | 5297.119 | 5387.7142 | 5531.7795 | 5689.4147 | 5878.1454 | 6005.8921 | 6198.6417 | 6389.3806 | 0 | 0 | 0 | 0 | 0 | 0 | 0 | 0 | 0 | 0 | 0 | 0 | 0 | 0 | 0 | 0 | 0 | 0 | 67500.5315 | 69666.9572 | 71436.6778 | 72426.9546 | 74146.5284 | 75975.5448 | 77332.0725 | 78720.0808 | 81384.2381 | 83624.1407 | 85519.1879 | 88246.176 | 89850.5035 | 92036.1583 | 95501.6079 | 97846.4315 | 99175.8431 | 101454.6059 | 104079.2316 | 105888.5061 | 107684.2687 | 110440.5245 | 113200.6957 | 116142.9283 | 119229.0446 | 122415.9072 | 126029.3123 | 130313.8102 | 133886.7179 | 137313.7589 | 140403.0626 | 143069.5145 | 146672.5098 | 150097.7325 | 153178.8621 | 155869.6349 | 158686.1493 | 160304.2182 | 164136.6375 | 168998.9397 | 171889.2859 | 176485.5341 | 181514.7191 | 187535.9687 | 191611.5923 | 197761.0629 | 203846.3852 | 0 | 0 | 0 | 0 | 0 | 0 | 0 | 0 | 0 | 0 | 0 | 0 | 0 | 0 | 0 | 0 | 0 | 0 | 69616.2747 | 71850.6049 | 73675.7958 | 74697.112 | 76470.5843 | 78356.9295 | 79755.9764 | 81187.4906 | 83935.1534 | 86245.2638 | 88199.7095 | 91012.1726 | 92666.7863 | 94920.9485 | 98495.0195 | 100913.3394 | 102284.4202 | 104634.6088 | 107341.501 | 109207.4856 | 111059.5348 | 113902.1829 | 116748.8691 | 119783.3234 | 122966.1712 | 126252.9231 | 129979.5871 | 134398.3788 | 138083.276 | 141617.7345 | 144803.8697 | 147553.8991 | 151269.827 | 154802.4102 | 157980.115 | 160755.2276 | 163660.0232 | 165328.809 | 169281.352 | 174296.0587 | 177277.0001 | 182017.3136 | 187204.1338 | 193414.1141 | 197617.4844 | 203959.7046 | 210235.7658 | 0 | 0 | 0 | 0 | 0 | 0 | 0 | 0 | 0 | 0 | 0 | 0 | 0 | 0 | 0 | 0 | 0 | 0
EL-G40 | White River Jct | 204108 | 204108: S.Vershire Rd L37 21 - 53 | 620828 | 620116 | 1PH | UG | 2 | Zone 3 | 146 | 1159766 |  |  |  |  | 85.29% | 14.71% | 50% | 98% | 83.36% | 170.6936 | 29.4367 | 31.2506 | 5.3893 | 656.2617 | 20937.3313 | 21593.593 | 13.0078 | 2.2343 | 1054.5778 | 193.0719 |  |  |  | 200.1304 | 202.1072 | 202.7801 | 201.1654 | 201.5083 | 202.0343 | 201.2149 | 200.4172 | 202.7397 | 203.8353 | 203.9672 | 205.9405 | 205.1708 | 205.6376 | 208.7872 | 209.3087 | 207.5857 | 207.7841 | 208.5709 | 207.6288 | 206.6047 | 207.3316 | 207.9386 | 208.7507 | 209.6845 | 210.6547 | 212.2042 | 214.695 | 215.8332 | 216.5927 | 216.6983 | 216.0604 | 216.7334 | 217.0203 | 216.7076 | 215.7675 | 214.9377 | 212.4553 | 212.8518 | 214.4395 | 213.412 | 214.4017 | 215.7645 | 218.1232 | 218.0661 | 220.2197 | 222.1097 | 222.7512 | 224.9643 | 223.8844 | 223.9917 | 225.552 | 228.9967 | 230.8099 | 228.4495 | 228.6054 | 228.7389 | 228.4054 | 228.0242 | 229.7789 | 229.5656 | 229.9987 | 231.5678 | 229.1583 | 227.7714 | 170.6936 | 172.3797 | 172.9536 | 171.5764 | 171.8689 | 172.3175 | 171.6186 | 170.9383 | 172.9192 | 173.8536 | 173.9661 | 175.6492 | 174.9927 | 175.3908 | 178.0772 | 178.5219 | 177.0523 | 177.2216 | 177.8927 | 177.0891 | 176.2156 | 176.8356 | 177.3534 | 178.046 | 178.8425 | 179.67 | 180.9916 | 183.116 | 184.0867 | 184.7346 | 184.8246 | 184.2805 | 184.8545 | 185.0992 | 184.8325 | 184.0307 | 183.323 | 181.2057 | 181.5439 | 182.8981 | 182.0216 | 182.8658 | 184.0282 | 186.0399 | 185.9912 | 187.8281 | 189.4401 | 189.9872 | 191.8748 | 190.9537 | 191.0453 | 192.376 | 195.3141 | 196.8606 | 194.8474 | 194.9803 | 195.0942 | 194.8097 | 194.4846 | 195.9812 | 195.7993 | 196.1687 | 197.507 | 195.4519 | 194.269 | 29.4367 | 29.7275 | 29.8265 | 29.589 | 29.6394 | 29.7168 | 29.5963 | 29.4789 | 29.8206 | 29.9817 | 30.0011 | 30.2914 | 30.1781 | 30.2468 | 30.7101 | 30.7868 | 30.5333 | 30.5625 | 30.6782 | 30.5397 | 30.389 | 30.496 | 30.5852 | 30.7047 | 30.842 | 30.9848 | 31.2127 | 31.579 | 31.7464 | 31.8582 | 31.8737 | 31.7799 | 31.8789 | 31.921 | 31.8751 | 31.7368 | 31.6147 | 31.2496 | 31.3079 | 31.5414 | 31.3903 | 31.5359 | 31.7363 | 32.0833 | 32.0749 | 32.3916 | 32.6696 | 32.764 | 33.0895 | 32.9307 | 32.9465 | 33.176 | 33.6826 | 33.9493 | 33.6022 | 33.6251 | 33.6447 | 33.5957 | 33.5396 | 33.7977 | 33.7663 | 33.83 | 34.0608 | 33.7064 | 33.5024 | 31.2506 | 31.5592 | 31.6643 | 31.4122 | 31.4657 | 31.5479 | 31.4199 | 31.2954 | 31.658 | 31.8291 | 31.8497 | 32.1578 | 32.0376 | 32.1105 | 32.6023 | 32.6838 | 32.4147 | 32.4457 | 32.5686 | 32.4214 | 32.2615 | 32.375 | 32.4698 | 32.5966 | 32.7424 | 32.894 | 33.1359 | 33.5248 | 33.7026 | 33.8212 | 33.8377 | 33.738 | 33.8431 | 33.8879 | 33.8391 | 33.6923 | 33.5627 | 33.1751 | 33.237 | 33.4849 | 33.3245 | 33.479 | 33.6918 | 34.0602 | 34.0512 | 34.3875 | 34.6827 | 34.7828 | 35.1284 | 34.9598 | 34.9765 | 35.2202 | 35.7581 | 36.0412 | 35.6726 | 35.697 | 0 | 0 | 0 | 0 | 0 | 0 | 0 | 0 | 0 | 5.3893 | 5.4425 | 5.4606 | 5.4171 | 5.4264 | 5.4405 | 5.4185 | 5.397 | 5.4595 | 5.489 | 5.4926 | 5.5457 | 5.525 | 5.5376 | 5.6224 | 5.6364 | 5.59 | 5.5954 | 5.6166 | 5.5912 | 5.5636 | 5.5832 | 5.5995 | 5.6214 | 5.6466 | 5.6727 | 5.7144 | 5.7815 | 5.8121 | 5.8326 | 5.8354 | 5.8183 | 5.8364 | 5.8441 | 5.8357 | 5.8104 | 5.788 | 5.7212 | 5.7318 | 5.7746 | 5.7469 | 5.7736 | 5.8103 | 5.8738 | 5.8723 | 5.9303 | 5.9812 | 5.9984 | 6.058 | 6.0289 | 6.0318 | 6.0738 | 6.1666 | 6.2154 | 6.1519 | 6.1561 | 0 | 0 | 0 | 0 | 0 | 0 | 0 | 0 | 0 | 731.6975 | 755.1813 | 774.3648 | 785.0993 | 803.7393 | 823.5656 | 838.2702 | 853.316 | 882.1951 | 906.4754 | 927.0175 | 956.5777 | 973.9684 | 997.6606 | 1035.2257 | 1060.6433 | 1075.0539 | 1099.7555 | 1128.2061 | 1147.8184 | 1167.2842 | 1197.1617 | 1227.0816 | 1258.9751 | 1292.4282 | 1326.9734 | 1366.1423 | 1412.5857 | 1451.3156 | 1488.4643 | 1521.9519 | 1550.856 | 1589.912 | 1627.041 | 1660.44 | 1689.6077 | 1720.1384 | 1737.678 | 1779.221 | 1831.9277 | 1863.2587 | 1913.0815 | 1967.5972 | 2032.8668 | 2077.0461 | 2143.7056 | 2209.6698 | 2264.805 | 2337.6265 | 2377.586 | 2431.0582 | 2501.8479 | 2595.9383 | 2674.0565 | 2704.9376 | 2766.3321 | 0 | 0 | 0 | 0 | 0 | 0 | 0 | 0 | 0 | 23344.0285 | 24093.2537 | 24705.2846 | 25047.7567 | 25642.4451 | 26274.9824 | 26744.1169 | 27224.1384 | 28145.4965 | 28920.1326 | 29575.5058 | 30518.593 | 31073.4251 | 31829.3005 | 33027.7733 | 33838.6948 | 34298.4515 | 35086.5268 | 35994.2136 | 36619.9235 | 37240.9606 | 38194.1696 | 39148.7327 | 40166.2589 | 41233.5452 | 42335.6729 | 43585.3139 | 45067.0421 | 46302.6777 | 47487.8675 | 48556.2561 | 49478.4078 | 50724.4487 | 51909.0097 | 52974.5713 | 53905.134 | 54879.1825 | 55438.767 | 56764.1507 | 58445.7037 | 59445.2858 | 61034.8281 | 62774.0949 | 64856.4522 | 66265.9444 | 68392.6449 | 70497.1608 | 72256.1934 | 74579.4856 | 75854.351 | 77560.3246 | 79818.7925 | 82820.6477 | 85312.9244 | 86298.1549 | 88256.88 | 0 | 0 | 0 | 0 | 0 | 0 | 0 | 0 | 0 | 24075.726 | 24848.435 | 25479.6494 | 25832.856 | 26446.1843 | 27098.548 | 27582.387 | 28077.4544 | 29027.6916 | 29826.608 | 30502.5232 | 31475.1707 | 32047.3936 | 32826.9611 | 34062.999 | 34899.3381 | 35373.5054 | 36186.2823 | 37122.4196 | 37767.7419 | 38408.2449 | 39391.3313 | 40375.8143 | 41425.234 | 42525.9733 | 43662.6463 | 44951.4562 | 46479.6278 | 47753.9933 | 48976.3318 | 50078.208 | 51029.2637 | 52314.3607 | 53536.0506 | 54635.0114 | 55594.7417 | 56599.3209 | 57176.445 | 58543.3716 | 60277.6314 | 61308.5445 | 62947.9096 | 64741.6922 | 66889.3191 | 68342.9905 | 70536.3505 | 72706.8305 | 74520.9985 | 76917.1121 | 78231.937 | 79991.3828 | 82320.6404 | 85416.586 | 87986.9809 | 89003.0925 | 91023.2121 | 0 | 0 | 0 | 0 | 0 | 0 | 0 | 0 | 0
DM-G6 | Brattleboro | 204888 | 204888: Rt 30-Main Line feeder | Sub | 0 | 3PH | OH | 5 | Zone 1 | 1511 | 3762144 | Mainline feed that backs up to EJ-G7 | 2571 Customers on the EJ-G7 and 1907 on the DM-G6 | EJ-G7 | 2571 | 89.45% | 10.55% | 100% | 90% | 80.33% | 5994.1613 | 707.255 | 1660.5386 | 195.928 | 34871.3114 | 761180.4357 | 796051.747 | 25.5222 | 25.5222 | 12046.4971 | 3337.1931 | 15636.7759 | 341323.7832 | 356960.5592 | 6701.4164 | 6784.6206 | 6811.0097 | 6795.8574 | 6793.5787 | 6854.0426 | 6881.9514 | 6884.2648 | 6981.9945 | 7022.9909 | 7027.5017 | 7060.5983 | 6964.1284 | 6966.9766 | 7015.3956 | 7036.3797 | 6984.1143 | 6987.3385 | 6987.0697 | 6951.6617 | 6903.2271 | 6863.3817 | 6923.213 | 6980.9859 | 7018.3968 | 7045.4586 | 7101.1333 | 7173.6973 | 7191.0038 | 7175.4983 | 7161.7494 | 7205.5044 | 7203.4773 | 7189.0035 | 7172.5097 | 7148.5887 | 7200.3913 | 7094.5539 | 7080.1168 | 7140.8184 | 7145.2252 | 7231.701 | 7252.0089 | 7363.7323 | 7347.4457 | 7413.7667 | 7465.0622 | 7426.0881 | 7527.5711 | 7544.5993 | 7548.6229 | 7612.7244 | 7700.2162 | 7728.8923 | 7690.8236 | 7758.5859 | 7849.0448 | 7855.2457 | 7838.5567 | 7856.558 | 7815.1075 | 7866.2746 | 7949.8881 | 7887.1467 | 7860.4694 | 5994.1613 | 6068.5844 | 6092.1884 | 6078.6353 | 6076.5971 | 6130.6797 | 6155.643 | 6157.7123 | 6245.1278 | 6281.7975 | 6285.8323 | 6315.4359 | 6229.1472 | 6231.6948 | 6275.0038 | 6293.7733 | 6247.0239 | 6249.9078 | 6249.6674 | 6217.9962 | 6174.6733 | 6139.0332 | 6192.55 | 6244.2256 | 6277.6883 | 6301.894 | 6351.6929 | 6416.5986 | 6432.0786 | 6418.2096 | 6405.9117 | 6445.0488 | 6443.2357 | 6430.2894 | 6415.5364 | 6394.1399 | 6440.4754 | 6345.8079 | 6332.8945 | 6387.1897 | 6391.1314 | 6468.4807 | 6486.6454 | 6586.5776 | 6572.01 | 6631.3316 | 6677.2134 | 6642.3525 | 6733.1253 | 6748.3563 | 6751.9553 | 6809.2917 | 6887.5497 | 6913.1994 | 6879.1484 | 6939.7592 | 7020.6712 | 7026.2177 | 7011.29 | 7027.3915 | 6990.3156 | 7036.0826 | 7110.8717 | 7054.7519 | 7030.8901 | 707.255 | 716.0362 | 718.8213 | 717.2222 | 716.9817 | 723.3629 | 726.3083 | 726.5525 | 736.8667 | 741.1934 | 741.6695 | 745.1624 | 734.9812 | 735.2817 | 740.3918 | 742.6064 | 737.0904 | 737.4307 | 737.4023 | 733.6654 | 728.5537 | 724.3485 | 730.663 | 736.7603 | 740.7085 | 743.5646 | 749.4404 | 757.0987 | 758.9252 | 757.2887 | 755.8377 | 760.4555 | 760.2416 | 758.7141 | 756.9733 | 754.4488 | 759.9159 | 748.746 | 747.2224 | 753.6287 | 754.0938 | 763.2203 | 765.3635 | 777.1546 | 775.4358 | 782.4351 | 787.8488 | 783.7355 | 794.4459 | 796.243 | 796.6676 | 803.4328 | 812.6665 | 815.6929 | 811.6752 | 818.8267 | 828.3736 | 829.028 | 827.2667 | 829.1665 | 824.7919 | 830.192 | 839.0164 | 832.3948 | 829.5793 | 1660.5386 | 1681.1558 | 1687.6947 | 1683.9401 | 1683.3755 | 1698.3578 | 1705.2733 | 1705.8465 | 1730.0629 | 1740.2213 | 1741.3391 | 1749.54 | 1725.6358 | 1726.3416 | 1738.3393 | 1743.5389 | 1730.5881 | 1731.387 | 1731.3205 | 1722.5467 | 1710.5452 | 1700.6719 | 1715.4975 | 1729.813 | 1739.083 | 1745.7886 | 1759.5842 | 1777.5648 | 1781.8531 | 1778.011 | 1774.6042 | 1785.4462 | 1784.9439 | 1781.3575 | 1777.2705 | 1771.3431 | 1784.1792 | 1757.9539 | 1754.3765 | 1769.4177 | 1770.5097 | 1791.9374 | 1796.9695 | 1824.6534 | 1820.6177 | 1837.0514 | 1849.7618 | 0 | 0 | 0 | 0 | 0 | 0 | 0 | 0 | 0 | 0 | 0 | 0 | 0 | 0 | 0 | 0 | 0 | 0 | 195.928 | 198.3607 | 199.1322 | 198.6892 | 198.6226 | 200.3903 | 201.2063 | 201.2739 | 204.1312 | 205.3299 | 205.4617 | 206.4294 | 203.6089 | 203.6922 | 205.1078 | 205.7213 | 204.1932 | 204.2875 | 204.2796 | 203.2444 | 201.8283 | 200.6634 | 202.4127 | 204.1018 | 205.1955 | 205.9867 | 207.6145 | 209.736 | 210.242 | 209.7887 | 209.3867 | 210.666 | 210.6067 | 210.1835 | 209.7013 | 209.0019 | 210.5165 | 207.4221 | 207 | 208.7748 | 208.9036 | 211.4319 | 212.0256 | 215.292 | 214.8159 | 216.7549 | 218.2546 | 0 | 0 | 0 | 0 | 0 | 0 | 0 | 0 | 0 | 0 | 0 | 0 | 0 | 0 | 0 | 0 | 0 | 0 | 38879.6869 | 40228.3871 | 41273.3239 | 42087.4977 | 42998.9998 | 44336.0947 | 45495.9913 | 46512.5331 | 48210.6321 | 49560.5738 | 50683.4392 | 52042.4238 | 52460.6509 | 53636.7128 | 55197.6849 | 56580.771 | 57396.027 | 58685.8186 | 59974.5996 | 60983.4241 | 61890.8194 | 62887.325 | 64831.1251 | 66810.3154 | 68646.0539 | 70426.7779 | 72544.9376 | 74898.5467 | 76730.9819 | 78249.9741 | 79818.2406 | 82072.6231 | 83854.624 | 85527.2311 | 87208.2877 | 88829.6234 | 91441.7445 | 92079.8059 | 93914.0614 | 96803.0587 | 98993.7802 | 102396.0836 | 104942.6704 | 108903.7077 | 111053.4254 | 114521.0667 | 117850.3284 | 0 | 0 | 0 | 0 | 0 | 0 | 0 | 0 | 0 | 0 | 0 | 0 | 0 | 0 | 0 | 0 | 0 | 0 | 848676.3429 | 878116.1366 | 900925.3001 | 918697.3056 | 938593.8218 | 967780.2904 | 993098.8281 | 1015288.1795 | 1052354.7441 | 1081821.6366 | 1106331.8483 | 1135996.1315 | 1145125.3071 | 1170796.7042 | 1204870.0263 | 1235060.4054 | 1252856.0338 | 1281009.9531 | 1309141.8152 | 1331162.7105 | 1350969.58 | 1372721.5739 | 1415151.3705 | 1458353.6719 | 1498424.6706 | 1537294.7959 | 1583530.5607 | 1634905.7771 | 1674904.6684 | 1708061.6432 | 1742294.1898 | 1791503.4606 | 1830401.4588 | 1866911.581 | 1903606.1405 | 1938997.0956 | 1996015.182 | 2009942.9584 | 2049981.5854 | 2113043.4026 | 2160863.0643 | 2235129.4659 | 2290717.0514 | 2377179.6485 | 2424104.2689 | 2499796.8824 | 2572468.9081 | 0 | 0 | 0 | 0 | 0 | 0 | 0 | 0 | 0 | 0 | 0 | 0 | 0 | 0 | 0 | 0 | 0 | 0 | 887556.0298 | 918344.5237 | 942198.624 | 960784.8032 | 981592.8216 | 1012116.3851 | 1038594.8194 | 1061800.7126 | 1100565.3762 | 1131382.2104 | 1157015.2875 | 1188038.5553 | 1197585.958 | 1224433.417 | 1260067.7112 | 1291641.1764 | 1310252.0608 | 1339695.7717 | 1369116.4148 | 1392146.1346 | 1412860.3994 | 1435608.8989 | 1479982.4956 | 1525163.9873 | 1567070.7246 | 1607721.5738 | 1656075.4984 | 1709804.3238 | 1751635.6503 | 1786311.6173 | 1822112.4304 | 1873576.0837 | 1914256.0827 | 1952438.8121 | 1990814.4282 | 2027826.7191 | 2087456.9265 | 2102022.7643 | 2143895.6468 | 2209846.4613 | 2259856.8445 | 2337525.5496 | 2395659.7218 | 2486083.3562 | 2535157.6943 | 2614317.9492 | 2690319.2365 | 0 | 0 | 0 | 0 | 0 | 0 | 0 | 0 | 0 | 0 | 0 | 0 | 0 | 0 | 0 | 0 | 0 | 0 | 832.4652 | 832.4652 | 832.4652 | 832.4652 | 832.4652 | 832.4652 | 832.4652 | 832.4652 | 832.4652 | 832.4652 | 832.4652 | 832.4652 | 832.4652 | 832.4652 | 832.4652 | 832.4652 | 832.4652 | 832.4652 | 832.4652 | 832.4652 | 832.4652 | 832.4652 | 832.4652 | 832.4652 | 832.4652 | 832.4652 | 832.4652 | 832.4652 | 832.4652 | 832.4652 | 832.4652 | 832.4652 | 832.4652 | 832.4652 | 832.4652 | 832.4652 | 832.4652 | 832.4652 | 832.4652 | 832.4652 | 832.4652 | 832.4652 | 832.4652 | 832.4652 | 832.4652 | 832.4652 | 832.4652 | 832.4652 | 832.4652 | 832.4652 | 832.4652 | 832.4652 | 832.4652 | 832.4652 | 832.4652 | 832.4652 | 832.4652 | 832.4652 | 832.4652 | 832.4652 | 832.4652 | 832.4652 | 832.4652 | 832.4652 | 832.4652
DM-G6 | Brattleboro | 204889 | 204889: L6-Dover Rd-L61 P1-P121 | 554415 | 0 | 3PH | OH | 4 | Zone 2 | 316 | 940532 |  |  |  |  | 89.45% | 10.55% | 100% | 90% | 80.33% | 948.8775 | 111.9587 | 262.8638 | 31.0155 | 5520.1388 | 120495.0867 | 126015.2256 | 56.6756 | 31.4202 | 14830.3191 | 4108.3842 |  |  |  | 1060.8362 | 1074.0074 | 1078.1848 | 1075.7862 | 1075.4255 | 1084.997 | 1089.4149 | 1089.7811 | 1105.2518 | 1111.7415 | 1112.4556 | 1117.6948 | 1102.4236 | 1102.8744 | 1110.5392 | 1113.861 | 1105.5874 | 1106.0977 | 1106.0552 | 1100.4501 | 1092.7829 | 1086.4753 | 1095.9467 | 1105.0921 | 1111.0143 | 1115.2982 | 1124.1115 | 1135.5984 | 1138.338 | 1135.8835 | 1133.707 | 1140.6335 | 1140.3126 | 1138.0214 | 1135.4104 | 1131.6237 | 1139.8241 | 1123.07 | 1120.7846 | 1130.3936 | 1131.0912 | 1144.7804 | 1147.9951 | 1165.681 | 1163.1028 | 1173.6014 | 1181.7215 | 1175.5519 | 1191.6167 | 1194.3123 | 1194.9492 | 1205.0965 | 1218.9465 | 1223.4859 | 1217.4596 | 1228.1864 | 1242.5061 | 1243.4877 | 1240.8458 | 1243.6954 | 1237.1338 | 1245.2336 | 1258.4696 | 1248.5376 | 1244.3146 | 948.8775 | 960.6587 | 964.3952 | 962.2498 | 961.9271 | 970.4884 | 974.4401 | 974.7677 | 988.6056 | 994.4104 | 995.0491 | 999.7354 | 986.0758 | 986.4791 | 993.3349 | 996.3062 | 988.9057 | 989.3622 | 989.3242 | 984.3106 | 977.4526 | 971.8108 | 980.2825 | 988.4628 | 993.7599 | 997.5917 | 1005.4748 | 1015.7494 | 1018.1999 | 1016.0045 | 1014.0577 | 1020.2531 | 1019.9661 | 1017.9167 | 1015.5813 | 1012.1942 | 1019.5291 | 1004.5433 | 1002.4991 | 1011.094 | 1011.718 | 1023.9624 | 1026.8379 | 1042.6572 | 1040.3511 | 1049.7417 | 1057.0049 | 1051.4864 | 1065.8557 | 1068.2668 | 1068.8365 | 1077.9129 | 1090.3011 | 1094.3615 | 1088.9712 | 1098.5659 | 1111.3743 | 1112.2523 | 1109.8893 | 1112.4381 | 1106.569 | 1113.8139 | 1125.6531 | 1116.7693 | 1112.992 | 111.9587 | 113.3487 | 113.7896 | 113.5365 | 113.4984 | 114.5086 | 114.9748 | 115.0135 | 116.6462 | 117.3311 | 117.4065 | 117.9594 | 116.3477 | 116.3953 | 117.2042 | 117.5548 | 116.6816 | 116.7355 | 116.731 | 116.1395 | 115.3303 | 114.6646 | 115.6642 | 116.6294 | 117.2544 | 117.7065 | 118.6366 | 119.8489 | 120.1381 | 119.879 | 119.6493 | 120.3803 | 120.3465 | 120.1047 | 119.8291 | 119.4295 | 120.2949 | 118.5267 | 118.2855 | 119.2996 | 119.3733 | 120.818 | 121.1573 | 123.0238 | 122.7517 | 123.8597 | 124.7167 | 124.0656 | 125.761 | 126.0455 | 126.1127 | 127.1836 | 128.6453 | 129.1244 | 128.4884 | 129.6205 | 131.1318 | 131.2354 | 130.9566 | 131.2573 | 130.5648 | 131.4196 | 132.8165 | 131.7683 | 131.3227 | 262.8638 | 266.1274 | 267.1626 | 266.5682 | 266.4788 | 268.8505 | 269.9453 | 270.036 | 273.8695 | 275.4775 | 275.6545 | 276.9527 | 273.1687 | 273.2804 | 275.1796 | 276.0027 | 273.9526 | 274.0791 | 274.0685 | 272.6797 | 270.7798 | 269.2169 | 271.5638 | 273.8299 | 275.2973 | 276.3588 | 278.5427 | 281.389 | 282.0679 | 281.4597 | 280.9204 | 282.6367 | 282.5571 | 281.9894 | 281.3424 | 280.4041 | 282.4361 | 278.2846 | 277.7183 | 280.0993 | 280.2722 | 283.6642 | 284.4608 | 288.8432 | 288.2043 | 290.8058 | 292.8178 | 0 | 0 | 0 | 0 | 0 | 0 | 0 | 0 | 0 | 0 | 0 | 0 | 0 | 0 | 0 | 0 | 0 | 0 | 31.0155 | 31.4006 | 31.5227 | 31.4526 | 31.442 | 31.7219 | 31.851 | 31.8617 | 32.314 | 32.5038 | 32.5247 | 32.6778 | 32.2313 | 32.2445 | 32.4686 | 32.5657 | 32.3238 | 32.3388 | 32.3375 | 32.1737 | 31.9495 | 31.7651 | 32.042 | 32.3094 | 32.4825 | 32.6078 | 32.8654 | 33.2013 | 33.2814 | 33.2096 | 33.146 | 33.3485 | 33.3391 | 33.2721 | 33.1958 | 33.0851 | 33.3248 | 32.835 | 32.7682 | 33.0491 | 33.0695 | 33.4697 | 33.5637 | 34.0808 | 34.0054 | 34.3124 | 34.5498 | 0 | 0 | 0 | 0 | 0 | 0 | 0 | 0 | 0 | 0 | 0 | 0 | 0 | 0 | 0 | 0 | 0 | 0 | 6154.6659 | 6368.1655 | 6533.5793 | 6662.4633 | 6806.7543 | 7018.4168 | 7202.0288 | 7362.9477 | 7631.7572 | 7845.4534 | 8023.2033 | 8238.331 | 8304.5365 | 8490.7074 | 8737.8097 | 8956.7527 | 9085.808 | 9289.9823 | 9493.9968 | 9653.694 | 9797.3349 | 9955.082 | 10262.7862 | 10576.0926 | 10866.6905 | 11148.5796 | 11483.885 | 11856.462 | 12146.537 | 12386.9939 | 12635.251 | 12992.1204 | 13274.2116 | 13538.9858 | 13805.0976 | 14061.7555 | 14475.255 | 14576.2603 | 14866.6235 | 15323.9527 | 15670.7445 | 16209.3301 | 16612.4556 | 17239.489 | 17579.7899 | 18128.7185 | 18655.7416 | 0 | 0 | 0 | 0 | 0 | 0 | 0 | 0 | 0 | 0 | 0 | 0 | 0 | 0 | 0 | 0 | 0 | 0 | 134345.7146 | 139006.0426 | 142616.7399 | 145430.0536 | 148579.6779 | 153199.9045 | 157207.8365 | 160720.4173 | 166588.0654 | 171252.6831 | 175132.6568 | 179828.5216 | 181273.6728 | 185337.4625 | 190731.2794 | 195510.4253 | 198327.4785 | 202784.2522 | 207237.5342 | 210723.4484 | 213858.8817 | 217302.2287 | 224018.878 | 230857.815 | 237201.0659 | 243354.2181 | 250673.3533 | 258806.0652 | 265137.9014 | 270386.6603 | 275805.6825 | 283595.5245 | 289753.089 | 295532.6521 | 301341.4117 | 306943.8103 | 315969.7901 | 318174.5612 | 324512.6877 | 334495.3919 | 342065.2584 | 353821.6516 | 362621.1827 | 376308.2372 | 383736.4184 | 395718.5814 | 407222.5844 | 0 | 0 | 0 | 0 | 0 | 0 | 0 | 0 | 0 | 0 | 0 | 0 | 0 | 0 | 0 | 0 | 0 | 0 | 140500.3804 | 145374.2081 | 149150.3192 | 152092.5168 | 155386.4322 | 160218.3213 | 164409.8653 | 168083.365 | 174219.8226 | 179098.1365 | 183155.8602 | 188066.8526 | 189578.2092 | 193828.1699 | 199469.0891 | 204467.178 | 207413.2864 | 212074.2345 | 216731.531 | 220377.1424 | 223656.2166 | 227257.3108 | 234281.6642 | 241433.9076 | 248067.7564 | 254502.7978 | 262157.2383 | 270662.5271 | 277284.4384 | 282773.6542 | 288440.9334 | 296587.6449 | 303027.3007 | 309071.638 | 315146.5093 | 321005.5658 | 330445.0452 | 332750.8216 | 339379.3112 | 349819.3445 | 357736.0029 | 370030.9817 | 379233.6383 | 393547.7262 | 401316.2083 | 413847.2999 | 425878.3261 | 0 | 0 | 0 | 0 | 0 | 0 | 0 | 0 | 0 | 0 | 0 | 0 | 0 | 0 | 0 | 0 | 0 | 0
SB-G91 | Rutland | 204891 | 204891: WO212564 - L8 P298 thru P215 | 531232 | 652334 | 3PH | OH | 3.3 | Zone 2 | 544 | 2418666 |  |  |  |  | 79.88% | 20.12% | 100% | 90% | 80.33% | 1938.2699 | 488.1417 | 536.9512 | 135.228 | 11275.975 | 525360.6269 | 536636.6019 | 11.2996 | 11.2996 | 5333.3951 | 1477.4892 |  |  |  | 2426.4116 | 2460.1981 | 2460.6775 | 2425.1551 | 2429.3658 | 2437.6985 | 2444.0267 | 2441.3737 | 2470.9991 | 2505.4482 | 2513.704 | 2537.621 | 2519.7678 | 2555.8931 | 2593.3279 | 2599.9805 | 2586.9515 | 2582.3272 | 2577.9882 | 2576.2451 | 2545.9588 | 2542.9251 | 2531.9839 | 2532.764 | 2536.0707 | 2539.6363 | 2564.6763 | 2593.4439 | 2595.3913 | 2606.1414 | 2611.2667 | 2628.6336 | 2621.4868 | 2619.5913 | 2622.535 | 2602.4377 | 2602.8019 | 2560.1944 | 2552.7827 | 2570.3574 | 2564.7998 | 2581.0653 | 2596.0891 | 2632.1432 | 2650.3435 | 2688.3421 | 2716.8861 | 2709.7394 | 2731.7506 | 2735.633 | 2744.534 | 2763.7281 | 2788.1495 | 2796.5369 | 2779.691 | 2773.7445 | 2789.024 | 2779.4167 | 2778.5036 | 2821.2939 | 2817.6028 | 2840.2398 | 2869.4005 | 2848.9265 | 2832.0256 | 1938.2699 | 1965.2593 | 1965.6423 | 1937.2661 | 1940.6297 | 1947.2861 | 1952.3412 | 1950.2219 | 1973.8873 | 2001.406 | 2008.0009 | 2027.1063 | 2012.8448 | 2041.7025 | 2071.6062 | 2076.9204 | 2066.5126 | 2062.8186 | 2059.3526 | 2057.9601 | 2033.7668 | 2031.3433 | 2022.6033 | 2023.2265 | 2025.868 | 2028.7162 | 2048.7187 | 2071.6989 | 2073.2545 | 2081.8419 | 2085.9361 | 2099.8092 | 2094.1001 | 2092.586 | 2094.9375 | 2078.8833 | 2079.1743 | 2045.1384 | 2039.2178 | 2053.2569 | 2048.8174 | 2061.8106 | 2073.8119 | 2102.6127 | 2117.1515 | 2147.5056 | 2170.3072 | 2164.5982 | 2182.1812 | 2185.2826 | 2192.3929 | 2207.7255 | 2227.2339 | 2233.9339 | 2220.4771 | 2215.7269 | 2227.9325 | 2220.2579 | 2219.5285 | 2253.7104 | 2250.7619 | 2268.8447 | 2292.1389 | 2275.7839 | 2262.2831 | 488.1417 | 494.9388 | 495.0353 | 487.8889 | 488.736 | 490.4124 | 491.6855 | 491.1518 | 497.1118 | 504.0422 | 505.7031 | 510.5147 | 506.923 | 514.1906 | 521.7217 | 523.06 | 520.4389 | 519.5086 | 518.6357 | 518.285 | 512.1921 | 511.5817 | 509.3806 | 509.5375 | 510.2028 | 510.9201 | 515.9576 | 521.745 | 522.1368 | 524.2995 | 525.3306 | 528.8244 | 527.3867 | 527.0053 | 527.5975 | 523.5544 | 523.6277 | 515.0559 | 513.5649 | 517.1005 | 515.9825 | 519.2547 | 522.2772 | 529.5305 | 533.192 | 540.8365 | 546.5789 | 545.1412 | 549.5693 | 550.3504 | 552.1411 | 556.0025 | 560.9156 | 562.603 | 559.2139 | 558.0176 | 561.0915 | 559.1587 | 558.975 | 567.5835 | 566.841 | 571.395 | 577.2615 | 573.1426 | 569.7425 | 536.9512 | 544.4279 | 544.534 | 536.6731 | 537.6049 | 539.4489 | 540.8493 | 540.2622 | 546.8181 | 554.4415 | 556.2685 | 561.5612 | 557.6104 | 565.6047 | 573.8888 | 575.361 | 572.4778 | 571.4544 | 570.4942 | 570.1085 | 563.4063 | 562.735 | 560.3137 | 560.4864 | 561.2181 | 562.0072 | 567.5484 | 573.9145 | 574.3454 | 576.7244 | 577.8586 | 581.7018 | 580.1202 | 579.7008 | 580.3522 | 575.9048 | 575.9854 | 566.5566 | 564.9164 | 568.8056 | 567.5757 | 571.1752 | 574.4999 | 582.4784 | 586.506 | 594.9149 | 601.2316 | 0 | 0 | 0 | 0 | 0 | 0 | 0 | 0 | 0 | 0 | 0 | 0 | 0 | 0 | 0 | 0 | 0 | 0 | 135.228 | 137.1109 | 137.1377 | 135.1579 | 135.3926 | 135.857 | 136.2097 | 136.0618 | 137.7129 | 139.6328 | 140.0929 | 141.4258 | 140.4309 | 142.4442 | 144.5305 | 144.9012 | 144.1751 | 143.9174 | 143.6756 | 143.5784 | 141.8905 | 141.7214 | 141.1117 | 141.1552 | 141.3394 | 141.5382 | 142.9337 | 144.5369 | 144.6455 | 145.2446 | 145.5302 | 146.4981 | 146.0998 | 145.9942 | 146.1582 | 145.0382 | 145.0585 | 142.6839 | 142.2708 | 143.2503 | 142.9406 | 143.8471 | 144.6844 | 146.6937 | 147.7081 | 149.8258 | 151.4166 | 0 | 0 | 0 | 0 | 0 | 0 | 0 | 0 | 0 | 0 | 0 | 0 | 0 | 0 | 0 | 0 | 0 | 0 | 12572.1219 | 13027.6199 | 13316.8222 | 13413.3205 | 13732.215 | 14082.4613 | 14429.6377 | 14731.0814 | 15237.8555 | 15790.1988 | 16190.7587 | 16704.3934 | 16951.7826 | 17573.1023 | 18222.757 | 18671.432 | 18986.579 | 19369.5976 | 19762.467 | 20183.5851 | 20385.1258 | 20808.7731 | 21175.065 | 21647.5839 | 22152.7152 | 22671.9057 | 23399.1429 | 24182.1635 | 24732.7285 | 25381.5448 | 25990.9537 | 26739.4167 | 27253.3845 | 27832.8194 | 28477.1062 | 28880.5729 | 29520.0758 | 29675.6464 | 30240.7103 | 31118.7796 | 31734.6276 | 32638.4728 | 33550.6796 | 34764.9921 | 35775.4976 | 37086.7642 | 38305.1128 | 0 | 0 | 0 | 0 | 0 | 0 | 0 | 0 | 0 | 0 | 0 | 0 | 0 | 0 | 0 | 0 | 0 | 0 | 585749.5997 | 606971.776 | 620446.0412 | 624942.0062 | 639799.6706 | 656118.0447 | 672293.3954 | 686338.0014 | 709949.1917 | 735683.4985 | 754346.0447 | 778276.8741 | 789803.0209 | 818751.02 | 849019.1794 | 869923.4622 | 884606.5209 | 902451.8008 | 920756.0368 | 940376.4103 | 949766.4236 | 969504.6397 | 986570.5993 | 1008585.7959 | 1032120.4461 | 1056310.1279 | 1090192.9447 | 1126674.7717 | 1152326.2263 | 1182555.3233 | 1210948.3835 | 1245820.1381 | 1269766.4887 | 1296763.0245 | 1326781.087 | 1345579.0622 | 1375374.2354 | 1382622.4527 | 1408949.4263 | 1449859.6848 | 1478552.7519 | 1520663.9363 | 1563164.6977 | 1619740.911 | 1666821.5246 | 1727914.9393 | 1784679.2037 | 0 | 0 | 0 | 0 | 0 | 0 | 0 | 0 | 0 | 0 | 0 | 0 | 0 | 0 | 0 | 0 | 0 | 0 | 598321.7216 | 619999.3959 | 633762.8634 | 638355.3267 | 653531.8857 | 670200.5059 | 686723.0331 | 701069.0828 | 725187.0472 | 751473.6973 | 770536.8034 | 794981.2675 | 806754.8035 | 836324.1223 | 867241.9364 | 888594.8942 | 903593.0998 | 921821.3984 | 940518.5038 | 960559.9954 | 970151.5493 | 990313.4128 | 1007745.6642 | 1030233.3798 | 1054273.1613 | 1078982.0336 | 1113592.0876 | 1150856.9352 | 1177058.9548 | 1207936.8681 | 1236939.3372 | 1272559.5548 | 1297019.8733 | 1324595.8439 | 1355258.1932 | 1374459.635 | 1404894.3112 | 1412298.0992 | 1439190.1366 | 1480978.4645 | 1510287.3795 | 1553302.4091 | 1596715.3773 | 1654505.903 | 1702597.0222 | 1765001.7035 | 1822984.3165 | 0 | 0 | 0 | 0 | 0 | 0 | 0 | 0 | 0 | 0 | 0 | 0 | 0 | 0 | 0 | 0 | 0 | 0
BV-G44 | Springfield | 204892 | 204892: L4-L43 poles 1 through 36 | 526443 | 0 | 3PH | OH | 1.65 | Zone 1 | 246 | 1214917 | Main line feed that backs up to CV-G65 | 339 Customers on CV-G65 and 792 on BV-G44 | CV-G65 | 339 | 85.77% | 14.23% | 100% | 90% | 80.33% | 504.3501 | 83.688 | 139.7181 | 23.1838 | 2934.0798 | 90068.9263 | 93003.0062 | 24.3714 | 4.835 | 2282.1076 | 632.2032 |  |  |  | 588.0381 | 595.8847 | 598.0755 | 590.2521 | 591.49 | 593.4748 | 594.7521 | 594.5104 | 603.1181 | 607.5373 | 607.6545 | 613.4438 | 606.6983 | 607.9753 | 613.8662 | 619.0829 | 614.6209 | 614.5814 | 614.8757 | 613.5214 | 608.5632 | 608.892 | 613.1831 | 616.5024 | 619.2106 | 624.4762 | 626.958 | 634.5575 | 636.7523 | 638.1859 | 638.3794 | 644.0983 | 642.4736 | 640.2626 | 639.4241 | 638.5762 | 638.6671 | 629.3582 | 630.7718 | 632.7017 | 631.1825 | 634.2324 | 635.9704 | 643.5903 | 643.0767 | 651.6278 | 656.3949 | 654.9788 | 663.0585 | 660.8763 | 663.0967 | 671.1196 | 679.589 | 682.5051 | 680.3195 | 683.6025 | 688.6014 | 685.3433 | 684.5774 | 688.3195 | 688.0963 | 691.8085 | 697.6733 | 692.7995 | 687.5087 | 504.3501 | 511.08 | 512.959 | 506.249 | 507.3107 | 509.013 | 510.1085 | 509.9012 | 517.2839 | 521.0742 | 521.1747 | 526.1401 | 520.3546 | 521.4498 | 526.5024 | 530.9767 | 527.1496 | 527.1158 | 527.3682 | 526.2066 | 521.9541 | 522.2361 | 525.9165 | 528.7634 | 531.0862 | 535.6023 | 537.731 | 544.2489 | 546.1314 | 547.361 | 547.5269 | 552.4319 | 551.0384 | 549.1421 | 548.423 | 547.6957 | 547.7737 | 539.7896 | 541.002 | 542.6572 | 541.3543 | 543.9701 | 545.4608 | 551.9962 | 551.5557 | 558.8898 | 562.9785 | 561.7639 | 568.6937 | 566.8221 | 568.7266 | 575.6076 | 582.8717 | 585.3727 | 583.4982 | 586.314 | 590.6015 | 587.807 | 587.1501 | 590.3597 | 590.1683 | 593.3521 | 598.3823 | 594.2021 | 589.6643 | 83.688 | 84.8048 | 85.1165 | 84.0031 | 84.1793 | 84.4618 | 84.6436 | 84.6092 | 85.8342 | 86.4631 | 86.4798 | 87.3037 | 86.3437 | 86.5255 | 87.3638 | 88.1063 | 87.4712 | 87.4656 | 87.5075 | 87.3148 | 86.6091 | 86.6559 | 87.2666 | 87.739 | 88.1244 | 88.8738 | 89.227 | 90.3086 | 90.6209 | 90.8249 | 90.8525 | 91.6664 | 91.4352 | 91.1205 | 91.0012 | 90.8805 | 90.8934 | 89.5686 | 89.7698 | 90.0444 | 89.8282 | 90.2623 | 90.5096 | 91.5941 | 91.521 | 92.738 | 93.4164 | 93.2149 | 94.3647 | 94.0542 | 94.3702 | 95.512 | 96.7173 | 97.1323 | 96.8213 | 97.2885 | 98 | 97.5363 | 97.4273 | 97.9598 | 97.9281 | 98.4564 | 99.291 | 98.5974 | 97.8444 | 139.7181 | 141.5824 | 142.103 | 140.2441 | 140.5383 | 141.0098 | 141.3133 | 141.2559 | 143.3011 | 144.3511 | 144.3789 | 145.7545 | 144.1518 | 144.4552 | 145.8549 | 147.0944 | 146.0342 | 146.0248 | 146.0947 | 145.7729 | 144.5949 | 144.673 | 145.6926 | 146.4812 | 147.1247 | 148.3758 | 148.9655 | 150.7711 | 151.2926 | 151.6332 | 151.6792 | 153.038 | 152.652 | 152.1266 | 151.9274 | 151.726 | 151.7476 | 149.5358 | 149.8716 | 150.3302 | 149.9692 | 150.6939 | 151.1068 | 152.9173 | 152.7953 | 154.827 | 155.9597 | 0 | 0 | 0 | 0 | 0 | 0 | 0 | 0 | 0 | 0 | 0 | 0 | 0 | 0 | 0 | 0 | 0 | 0 | 23.1838 | 23.4931 | 23.5795 | 23.2711 | 23.3199 | 23.3981 | 23.4485 | 23.4389 | 23.7783 | 23.9525 | 23.9572 | 24.1854 | 23.9195 | 23.9698 | 24.2021 | 24.4077 | 24.2318 | 24.2303 | 24.2419 | 24.1885 | 23.993 | 24.0059 | 24.1751 | 24.306 | 24.4128 | 24.6204 | 24.7182 | 25.0178 | 25.1044 | 25.1609 | 25.1685 | 25.394 | 25.3299 | 25.2427 | 25.2097 | 25.1763 | 25.1798 | 24.8128 | 24.8686 | 24.9447 | 24.8848 | 25.005 | 25.0735 | 25.3739 | 25.3537 | 25.6908 | 25.8788 | 0 | 0 | 0 | 0 | 0 | 0 | 0 | 0 | 0 | 0 | 0 | 0 | 0 | 0 | 0 | 0 | 0 | 0 | 3271.3454 | 3387.9272 | 3475.1916 | 3505.1868 | 3589.8139 | 3681.1007 | 3770.1819 | 3851.56 | 3993.2863 | 4111.0424 | 4202.2957 | 4335.6636 | 4382.324 | 4488.1619 | 4631.3459 | 4773.4591 | 4843.3134 | 4949.5486 | 5060.8607 | 5160.8073 | 5231.7206 | 5349.707 | 5505.9318 | 5657.5229 | 5807.3876 | 5985.6208 | 6141.6163 | 6352.8135 | 6515.0316 | 6673.3536 | 6822.2348 | 7034.7854 | 7171.4156 | 7303.9641 | 7454.8761 | 7608.7798 | 7777.2802 | 7832.5284 | 8022.8233 | 8224.4123 | 8385.1676 | 8611.05 | 8824.6091 | 9126.8088 | 9320.1544 | 9651.8567 | 9936.3606 | 0 | 0 | 0 | 0 | 0 | 0 | 0 | 0 | 0 | 0 | 0 | 0 | 0 | 0 | 0 | 0 | 0 | 0 | 100422.1383 | 104000.909 | 106679.7056 | 107600.4835 | 110198.3264 | 113000.6019 | 115735.1718 | 118233.2773 | 122583.9197 | 126198.7402 | 128999.9872 | 133094.0506 | 134526.4063 | 137775.3675 | 142170.757 | 146533.2797 | 148677.63 | 151938.7856 | 155355.7908 | 158423.9009 | 160600.7617 | 164222.6499 | 169018.3624 | 173671.8301 | 178272.3011 | 183743.6157 | 188532.2882 | 195015.5156 | 199995.2052 | 204855.2978 | 209425.5777 | 215950.3514 | 220144.5558 | 224213.4634 | 228846.0871 | 233570.5463 | 238743.0877 | 240439.0685 | 246280.6469 | 252468.9278 | 257403.7145 | 264337.7396 | 270893.4691 | 280170.2458 | 286105.4732 | 296287.9051 | 305021.4667 | 0 | 0 | 0 | 0 | 0 | 0 | 0 | 0 | 0 | 0 | 0 | 0 | 0 | 0 | 0 | 0 | 0 | 0 | 103693.4838 | 107388.8362 | 110154.8971 | 111105.6703 | 113788.1403 | 116681.7025 | 119505.3537 | 122084.8373 | 126577.206 | 130309.7826 | 133202.2829 | 137429.7142 | 138908.7303 | 142263.5294 | 146802.1029 | 151306.7389 | 153520.9434 | 156888.3342 | 160416.6515 | 163584.7082 | 165832.4823 | 169572.3569 | 174524.2943 | 179329.353 | 184079.6887 | 189729.2365 | 194673.9045 | 201368.3291 | 206510.2367 | 211528.6514 | 216247.8125 | 222985.1369 | 227315.9714 | 231517.4275 | 236300.9633 | 241179.3262 | 246520.3679 | 248271.5968 | 254303.4701 | 260693.3401 | 265788.8821 | 272948.7897 | 279718.0781 | 289297.0546 | 295425.6275 | 305939.7618 | 314957.8273 | 0 | 0 | 0 | 0 | 0 | 0 | 0 | 0 | 0 | 0 | 0 | 0 | 0 | 0 | 0 | 0 | 0 | 0 | 1591.3473 | 1609.2512 | 1617.704 | 1607.5955 | 1616.0299 | 1616.6601 | 1621.7565 | 1623.1965 | 1651.9917 | 1674.1257 | 1673.8128 | 1693.8149 | 1687.3593 | 1697.9647 | 1712.1651 | 1716.6219 | 1717.521 | 1720.7569 | 1719.2592 | 1706.9624 | 1689.1707 | 1684.3907 | 1689.8799 | 1697.2982 | 1702.5017 | 1717.7413 | 1735.0999 | 1747.6578 | 1751.3571 | 1750.7527 | 1761.8093 | 1773.1185 | 1772.1192 | 1776.4055 | 1775.8566 | 1757.5389 | 1754.2576 | 1728.1741 | 1726.5681 | 1735.4852 | 1737.3209 | 1734.4505 | 1734.0649 | 1748.8862 | 1740.9038 | 1749.4965 | 1775.9424 | 1774.3411 | 1796.8997 | 1799.619 | 1806.9185 | 1828.3843 | 1858.4391 | 1875.4197 | 1882.7068 | 1894.1644 | 1922.9158 | 1917.8303 | 1912.9603 | 1921.6018 | 1915.263 | 1927.6556 | 1941.1405 | 1920.7684 | 1907.7093
BV-G44 | Springfield | 204893 | 204893: L44 P65 thru P93 | 469709 | 0 | 1PH | UG | 1.75 | Zone 3 | 89 | 1012095 |  |  |  |  | 85.77% | 14.23% | 50% | 98% | 83.36% | 268.1917 | 44.5017 | 49.1005 | 8.1474 | 1031.1105 | 31652.5191 | 32683.6296 | 11.6708 | 2.571 | 1213.527 | 222.1723 |  |  |  | 312.6935 | 316.866 | 318.0309 | 313.8708 | 314.529 | 315.5845 | 316.2637 | 316.1352 | 320.7123 | 323.0623 | 323.1246 | 326.2031 | 322.6162 | 323.2952 | 326.4277 | 329.2018 | 326.829 | 326.8081 | 326.9645 | 326.2444 | 323.6078 | 323.7827 | 326.0645 | 327.8296 | 329.2697 | 332.0697 | 333.3894 | 337.4305 | 338.5976 | 339.3599 | 339.4628 | 342.5039 | 341.6399 | 340.4642 | 340.0184 | 339.5675 | 339.6158 | 334.6657 | 335.4174 | 336.4436 | 335.6358 | 337.2576 | 338.1818 | 342.2337 | 341.9606 | 346.5077 | 349.0427 | 348.2896 | 352.5861 | 351.4257 | 352.6064 | 356.8726 | 361.3763 | 362.9269 | 361.7647 | 363.5105 | 366.1687 | 364.4362 | 364.0289 | 366.0188 | 365.9001 | 367.8741 | 370.9928 | 368.4011 | 365.5877 | 268.1917 | 271.7704 | 272.7696 | 269.2015 | 269.7661 | 270.6713 | 271.2539 | 271.1436 | 275.0694 | 277.0849 | 277.1384 | 279.7788 | 276.7023 | 277.2847 | 279.9714 | 282.3506 | 280.3156 | 280.2976 | 280.4318 | 279.8141 | 277.5528 | 277.7028 | 279.6599 | 281.1737 | 282.4089 | 284.8104 | 285.9423 | 289.4083 | 290.4092 | 291.0631 | 291.1513 | 293.7596 | 293.0186 | 292.0102 | 291.6278 | 291.2411 | 291.2826 | 287.037 | 287.6817 | 288.5619 | 287.869 | 289.26 | 290.0527 | 293.5279 | 293.2937 | 297.1937 | 299.3678 | 298.722 | 302.407 | 301.4117 | 302.4244 | 306.0834 | 309.9462 | 311.2761 | 310.2793 | 311.7767 | 314.0566 | 312.5706 | 312.2213 | 313.928 | 313.8262 | 315.5192 | 318.1941 | 315.9712 | 313.5582 | 44.5017 | 45.0955 | 45.2613 | 44.6693 | 44.7629 | 44.9132 | 45.0098 | 44.9915 | 45.6429 | 45.9774 | 45.9862 | 46.4244 | 45.9139 | 46.0105 | 46.4563 | 46.8511 | 46.5135 | 46.5105 | 46.5327 | 46.4302 | 46.055 | 46.0799 | 46.4046 | 46.6558 | 46.8608 | 47.2593 | 47.4471 | 48.0222 | 48.1883 | 48.2968 | 48.3115 | 48.7443 | 48.6213 | 48.454 | 48.3905 | 48.3264 | 48.3332 | 47.6287 | 47.7357 | 47.8818 | 47.7668 | 47.9976 | 48.1291 | 48.7058 | 48.6669 | 49.3141 | 49.6748 | 49.5677 | 50.1791 | 50.014 | 50.182 | 50.7892 | 51.4301 | 51.6508 | 51.4854 | 51.7339 | 52.1122 | 51.8656 | 51.8076 | 52.0908 | 52.074 | 52.3549 | 52.7987 | 52.4299 | 52.0295 | 49.1005 | 49.7557 | 49.9386 | 49.2854 | 49.3887 | 49.5545 | 49.6611 | 49.6409 | 50.3597 | 50.7287 | 50.7384 | 51.2218 | 50.6586 | 50.7652 | 51.2571 | 51.6927 | 51.3201 | 51.3168 | 51.3414 | 51.2283 | 50.8143 | 50.8418 | 51.2001 | 51.4772 | 51.7034 | 52.143 | 52.3503 | 52.9848 | 53.1681 | 53.2878 | 53.3039 | 53.7815 | 53.6458 | 53.4612 | 53.3912 | 53.3204 | 53.328 | 52.5507 | 52.6687 | 52.8299 | 52.703 | 52.9577 | 53.1028 | 53.739 | 53.6962 | 54.4102 | 54.8082 | 54.69 | 55.3646 | 55.1824 | 55.3678 | 56.0377 | 56.7449 | 56.9884 | 56.8059 | 57.08 | 0 | 0 | 0 | 0 | 0 | 0 | 0 | 0 | 0 | 8.1474 | 8.2561 | 8.2864 | 8.178 | 8.1952 | 8.2227 | 8.2404 | 8.237 | 8.3563 | 8.4175 | 8.4192 | 8.4994 | 8.4059 | 8.4236 | 8.5052 | 8.5775 | 8.5157 | 8.5151 | 8.5192 | 8.5004 | 8.4317 | 8.4363 | 8.4958 | 8.5417 | 8.5793 | 8.6522 | 8.6866 | 8.7919 | 8.8223 | 8.8422 | 8.8449 | 8.9241 | 8.9016 | 8.8709 | 8.8593 | 8.8476 | 8.8488 | 8.7199 | 8.7394 | 8.7662 | 8.7451 | 8.7874 | 8.8115 | 8.9171 | 8.9099 | 9.0284 | 9.0945 | 9.0748 | 9.1868 | 9.1566 | 9.1873 | 9.2985 | 9.4158 | 9.4562 | 9.4259 | 9.4714 | 0 | 0 | 0 | 0 | 0 | 0 | 0 | 0 | 0 | 1149.6343 | 1190.6041 | 1221.271 | 1231.8121 | 1261.5522 | 1293.6327 | 1324.9381 | 1353.5365 | 1403.3427 | 1444.7252 | 1476.7939 | 1523.6628 | 1540.0605 | 1577.2546 | 1627.5731 | 1677.5154 | 1702.0639 | 1739.3977 | 1778.5156 | 1813.6394 | 1838.5601 | 1880.0235 | 1934.9249 | 1988.1979 | 2040.8642 | 2103.4999 | 2158.3207 | 2232.5408 | 2289.5483 | 2345.1868 | 2397.5074 | 2472.2031 | 2520.2184 | 2566.7994 | 2619.8337 | 2673.9194 | 2733.1347 | 2752.5503 | 2819.4248 | 2890.2684 | 2946.7619 | 3026.1427 | 3101.1928 | 3207.3935 | 3275.3401 | 3391.9087 | 3491.8907 | 3561.013 | 3684.2497 | 3752.9113 | 3848.362 | 3980.6117 | 4119.5251 | 4228.2201 | 4307.4031 | 4423.4098 | 0 | 0 | 0 | 0 | 0 | 0 | 0 | 0 | 0 | 35290.902 | 36548.5733 | 37489.9708 | 37813.5557 | 38726.5039 | 39711.295 | 40672.2927 | 41550.1907 | 43079.1175 | 44349.4576 | 45333.8873 | 46772.6457 | 47276.012 | 48417.7799 | 49962.4319 | 51495.5337 | 52249.1132 | 53395.1665 | 54595.9893 | 55674.2015 | 56439.2059 | 57712.0298 | 59397.3656 | 61032.7129 | 62649.4358 | 64572.1953 | 66255.0571 | 68533.4286 | 70283.4186 | 71991.3792 | 73597.4921 | 75890.4641 | 77364.4146 | 78794.3325 | 80422.3547 | 82082.6503 | 83900.4133 | 84496.4242 | 86549.3039 | 88724.0237 | 90458.2337 | 92895.0271 | 95198.8777 | 98458.9738 | 100544.7641 | 104123.1306 | 107192.3269 | 109314.2093 | 113097.2698 | 115205.0082 | 118135.1075 | 122194.8408 | 126459.1357 | 129795.8018 | 132226.5225 | 135787.6378 | 0 | 0 | 0 | 0 | 0 | 0 | 0 | 0 | 0 | 36440.5363 | 37739.1774 | 38711.2418 | 39045.3677 | 39988.0561 | 41004.9278 | 41997.2308 | 42903.7272 | 44482.4602 | 45794.1829 | 46810.6813 | 48296.3085 | 48816.0725 | 49995.0345 | 51590.0051 | 53173.0491 | 53951.1771 | 55134.5641 | 56374.5049 | 57487.8408 | 58277.766 | 59592.0534 | 61332.2905 | 63020.9108 | 64690.3 | 66675.6952 | 68413.3777 | 70765.9694 | 72572.9669 | 74336.5659 | 75994.9995 | 78362.6672 | 79884.633 | 81361.1319 | 83042.1884 | 84756.5696 | 86633.548 | 87248.9745 | 89368.7287 | 91614.2921 | 93404.9956 | 95921.1698 | 98300.0705 | 101666.3673 | 103820.1042 | 107515.0393 | 110684.2176 | 112875.2223 | 116781.5196 | 118957.9195 | 121983.4696 | 126175.4525 | 130578.6608 | 134024.0218 | 136533.9256 | 140211.0475 | 0 | 0 | 0 | 0 | 0 | 0 | 0 | 0 | 0
CV-G65 | Springfield | 204894 | 204894: L209 P1-P53 Tarbel Rd-Kna | 528262 | 0 | 1PH | UG | 2.5 | Zone 3 | 58 | 1445839 |  |  |  |  | 89.64% | 10.36% | 50% | 98% | 83.36% | 70.2177 | 8.111 | 12.8554 | 1.485 | 269.9643 | 5769.0395 | 6039.0039 | 7.0795 | 1.1406 | 538.3604 | 98.5629 |  |  |  | 78.3286 | 79.2099 | 79.626 | 79.1284 | 79.5436 | 79.5746 | 79.8254 | 79.8963 | 81.3137 | 82.4031 | 82.3877 | 83.3723 | 83.0545 | 83.5765 | 84.2755 | 84.4949 | 84.5391 | 84.6984 | 84.6247 | 84.0194 | 83.1437 | 82.9084 | 83.1786 | 83.5437 | 83.7998 | 84.55 | 85.4044 | 86.0225 | 86.2046 | 86.1748 | 86.7191 | 87.2757 | 87.2265 | 87.4375 | 87.4105 | 86.5089 | 86.3474 | 85.0635 | 84.9844 | 85.4233 | 85.5137 | 85.3724 | 85.3534 | 86.083 | 85.6901 | 86.113 | 87.4147 | 87.3359 | 88.4463 | 88.5801 | 88.9394 | 89.996 | 91.4753 | 92.3111 | 92.6698 | 93.2338 | 94.649 | 94.3987 | 94.159 | 94.5843 | 94.2723 | 94.8823 | 95.546 | 94.5433 | 93.9005 | 70.2177 | 71.0077 | 71.3807 | 70.9346 | 71.3068 | 71.3346 | 71.5595 | 71.623 | 72.8936 | 73.8703 | 73.8565 | 74.739 | 74.4542 | 74.9222 | 75.5487 | 75.7454 | 75.7851 | 75.9279 | 75.8618 | 75.3192 | 74.5341 | 74.3232 | 74.5654 | 74.8927 | 75.1223 | 75.7948 | 76.5607 | 77.1148 | 77.2781 | 77.2514 | 77.7393 | 78.2383 | 78.1942 | 78.3833 | 78.3591 | 77.5508 | 77.4061 | 76.2551 | 76.1843 | 76.5777 | 76.6587 | 76.5321 | 76.5151 | 77.169 | 76.8168 | 77.196 | 78.3629 | 78.2922 | 79.2876 | 79.4076 | 79.7297 | 80.6769 | 82.003 | 82.7523 | 83.0738 | 83.5794 | 84.848 | 84.6237 | 84.4088 | 84.7901 | 84.5104 | 85.0572 | 85.6522 | 84.7533 | 84.1771 | 8.111 | 8.2022 | 8.2453 | 8.1938 | 8.2368 | 8.24 | 8.2659 | 8.2733 | 8.4201 | 8.5329 | 8.5313 | 8.6332 | 8.6003 | 8.6544 | 8.7268 | 8.7495 | 8.7541 | 8.7705 | 8.7629 | 8.7002 | 8.6096 | 8.5852 | 8.6132 | 8.651 | 8.6775 | 8.7552 | 8.8436 | 8.9077 | 8.9265 | 8.9234 | 8.9798 | 9.0374 | 9.0323 | 9.0542 | 9.0514 | 8.958 | 8.9413 | 8.8083 | 8.8002 | 8.8456 | 8.855 | 8.8403 | 8.8384 | 8.9139 | 8.8732 | 8.917 | 9.0518 | 9.0437 | 9.1586 | 9.1725 | 9.2097 | 9.3191 | 9.4723 | 9.5588 | 9.596 | 9.6544 | 9.8009 | 9.775 | 9.7502 | 9.7942 | 9.7619 | 9.8251 | 9.8938 | 9.79 | 9.7234 | 12.8554 | 13.0001 | 13.0684 | 12.9867 | 13.0548 | 13.0599 | 13.1011 | 13.1127 | 13.3454 | 13.5242 | 13.5216 | 13.6832 | 13.6311 | 13.7167 | 13.8315 | 13.8675 | 13.8747 | 13.9009 | 13.8888 | 13.7894 | 13.6457 | 13.6071 | 13.6514 | 13.7114 | 13.7534 | 13.8765 | 14.0167 | 14.1182 | 14.1481 | 14.1432 | 14.2325 | 14.3239 | 14.3158 | 14.3504 | 14.346 | 14.198 | 14.1715 | 13.9608 | 13.9478 | 14.0198 | 14.0347 | 14.0115 | 14.0084 | 14.1281 | 14.0636 | 14.133 | 14.3467 | 14.3337 | 14.516 | 14.5379 | 14.5969 | 14.7703 | 15.0131 | 15.1503 | 15.2091 | 15.3017 | 0 | 0 | 0 | 0 | 0 | 0 | 0 | 0 | 0 | 1.485 | 1.5017 | 1.5095 | 1.5001 | 1.508 | 1.5086 | 1.5133 | 1.5147 | 1.5415 | 1.5622 | 1.5619 | 1.5806 | 1.5745 | 1.5844 | 1.5977 | 1.6019 | 1.6027 | 1.6057 | 1.6043 | 1.5928 | 1.5762 | 1.5718 | 1.5769 | 1.5838 | 1.5887 | 1.6029 | 1.6191 | 1.6308 | 1.6343 | 1.6337 | 1.644 | 1.6546 | 1.6536 | 1.6576 | 1.6571 | 1.64 | 1.637 | 1.6126 | 1.6111 | 1.6195 | 1.6212 | 1.6185 | 1.6181 | 1.632 | 1.6245 | 1.6325 | 1.6572 | 1.6557 | 1.6768 | 1.6793 | 1.6861 | 1.7061 | 1.7342 | 1.75 | 1.7568 | 1.7675 | 0 | 0 | 0 | 0 | 0 | 0 | 0 | 0 | 0 | 300.9961 | 311.0789 | 319.5926 | 324.5827 | 333.4639 | 340.933 | 349.532 | 357.5389 | 371.8869 | 385.1607 | 393.5607 | 407.0256 | 414.3947 | 426.1733 | 439.1916 | 450.0222 | 460.1636 | 471.1732 | 481.1199 | 488.1877 | 493.7275 | 503.1617 | 515.907 | 529.5715 | 542.8814 | 559.7912 | 577.888 | 594.876 | 609.2502 | 622.4388 | 640.1498 | 658.4327 | 672.539 | 688.9973 | 703.9377 | 712.0036 | 726.3091 | 731.2511 | 746.6441 | 767.0112 | 784.7146 | 800.6533 | 818.0858 | 843.2298 | 857.8475 | 881.0474 | 914.0416 | 933.3083 | 965.9679 | 988.7132 | 1014.5635 | 1049.2018 | 1089.9104 | 1124.066 | 1153.2592 | 1185.8037 | 0 | 0 | 0 | 0 | 0 | 0 | 0 | 0 | 0 | 6432.1771 | 6647.6441 | 6829.5782 | 6936.2142 | 7126.0032 | 7285.6153 | 7469.3712 | 7640.4755 | 7947.0887 | 8230.7452 | 8410.2492 | 8697.9885 | 8855.4647 | 9107.1676 | 9385.3658 | 9616.8117 | 9833.5291 | 10068.8013 | 10281.3585 | 10432.3944 | 10550.7777 | 10752.3818 | 11024.7452 | 11316.7512 | 11601.178 | 11962.5339 | 12349.2565 | 12712.2851 | 13019.4551 | 13301.2913 | 13679.7698 | 14070.4687 | 14371.914 | 14723.6232 | 15042.8936 | 15215.2585 | 15520.9624 | 15626.5703 | 15955.5129 | 16390.7515 | 16769.0666 | 17109.6707 | 17482.1964 | 18019.5147 | 18331.8892 | 18827.6631 | 19532.7374 | 19944.4585 | 20642.3839 | 21128.4426 | 21680.8537 | 22421.0624 | 23290.989 | 24020.8831 | 24644.7309 | 25340.1956 | 0 | 0 | 0 | 0 | 0 | 0 | 0 | 0 | 0 | 6733.1732 | 6958.7231 | 7149.1708 | 7260.7968 | 7459.4671 | 7626.5483 | 7818.9031 | 7998.0143 | 8318.9756 | 8615.9059 | 8803.8098 | 9105.0141 | 9269.8594 | 9533.3409 | 9824.5575 | 10066.834 | 10293.6927 | 10539.9745 | 10762.4784 | 10920.5821 | 11044.5052 | 11255.5435 | 11540.6522 | 11846.3227 | 12144.0593 | 12522.325 | 12927.1444 | 13307.1611 | 13628.7053 | 13923.7301 | 14319.9196 | 14728.9014 | 15044.453 | 15412.6206 | 15746.8314 | 15927.2621 | 16247.2715 | 16357.8214 | 16702.157 | 17157.7627 | 17553.7812 | 17910.324 | 18300.2822 | 18862.7445 | 19189.7367 | 19708.7105 | 20446.779 | 20877.7668 | 21608.3518 | 22117.1558 | 22695.4172 | 23470.2642 | 24380.8993 | 25144.9492 | 25797.9901 | 26525.9993 | 0 | 0 | 0 | 0 | 0 | 0 | 0 | 0 | 0
DM-G6 | Brattleboro | 204895 | 204895: L65-South Wardsboro Rd | 554546 | 0 | 1PH | UG | 3.35 | Zone 3 | 137 | 1958291 |  |  |  |  | 89.45% | 10.55% | 50% | 98% | 83.36% | 207.049 | 24.4298 | 37.9065 | 4.4726 | 796.0365 | 17376.0999 | 18172.1364 | 39.4003 | 2.2086 | 1042.464 | 190.8541 |  |  |  | 231.4789 | 234.3529 | 235.2644 | 234.741 | 234.6623 | 236.7508 | 237.7149 | 237.7948 | 241.1705 | 242.5866 | 242.7424 | 243.8856 | 240.5534 | 240.6518 | 242.3243 | 243.0491 | 241.2437 | 241.3551 | 241.3458 | 240.1228 | 238.4498 | 237.0734 | 239.1401 | 241.1357 | 242.4279 | 243.3627 | 245.2858 | 247.7923 | 248.3901 | 247.8545 | 247.3796 | 248.891 | 248.8209 | 248.321 | 247.7513 | 246.925 | 248.7143 | 245.0585 | 244.5598 | 246.6566 | 246.8088 | 249.7958 | 250.4973 | 254.3564 | 253.7939 | 256.0847 | 257.8565 | 256.5103 | 260.0157 | 260.6039 | 260.7429 | 262.9571 | 265.9792 | 266.9697 | 265.6547 | 267.9954 | 271.12 | 271.3342 | 270.7577 | 271.3795 | 269.9477 | 271.7151 | 274.6033 | 272.4361 | 271.5146 | 207.049 | 209.6197 | 210.435 | 209.9669 | 209.8965 | 211.7646 | 212.6269 | 212.6983 | 215.7178 | 216.9845 | 217.1238 | 218.1464 | 215.1658 | 215.2538 | 216.7498 | 217.3981 | 215.7833 | 215.8829 | 215.8746 | 214.7807 | 213.2842 | 212.0531 | 213.9017 | 215.6867 | 216.8425 | 217.6786 | 219.3988 | 221.6407 | 222.1755 | 221.6964 | 221.2716 | 222.6235 | 222.5608 | 222.1136 | 221.6041 | 220.865 | 222.4655 | 219.1955 | 218.7495 | 220.6249 | 220.7611 | 223.4328 | 224.0603 | 227.5121 | 227.0089 | 229.058 | 230.6428 | 229.4387 | 232.5741 | 233.1002 | 233.2246 | 235.2051 | 237.9082 | 238.7942 | 237.618 | 239.7116 | 242.5065 | 242.6981 | 242.1824 | 242.7386 | 241.458 | 243.0388 | 245.6222 | 243.6837 | 242.8595 | 24.4298 | 24.7332 | 24.8294 | 24.7741 | 24.7658 | 24.9862 | 25.088 | 25.0964 | 25.4527 | 25.6021 | 25.6186 | 25.7392 | 25.3876 | 25.3979 | 25.5745 | 25.6509 | 25.4604 | 25.4722 | 25.4712 | 25.3421 | 25.1655 | 25.0203 | 25.2384 | 25.449 | 25.5854 | 25.684 | 25.887 | 26.1515 | 26.2146 | 26.1581 | 26.108 | 26.2675 | 26.2601 | 26.2073 | 26.1472 | 26.06 | 26.2488 | 25.863 | 25.8104 | 26.0317 | 26.0477 | 26.363 | 26.437 | 26.8443 | 26.7849 | 27.0267 | 27.2137 | 27.0716 | 27.4416 | 27.5037 | 27.5183 | 27.752 | 28.0709 | 28.1755 | 28.0367 | 28.2837 | 28.6135 | 28.6361 | 28.5753 | 28.6409 | 28.4898 | 28.6763 | 28.9811 | 28.7524 | 28.6551 | 37.9065 | 38.3771 | 38.5264 | 38.4407 | 38.4278 | 38.7698 | 38.9277 | 38.9408 | 39.4936 | 39.7255 | 39.751 | 39.9382 | 39.3925 | 39.4086 | 39.6825 | 39.8012 | 39.5056 | 39.5238 | 39.5223 | 39.322 | 39.048 | 38.8227 | 39.1611 | 39.4879 | 39.6995 | 39.8526 | 40.1675 | 40.578 | 40.6758 | 40.5881 | 40.5104 | 40.7579 | 40.7464 | 40.6645 | 40.5712 | 40.4359 | 40.7289 | 40.1303 | 40.0486 | 40.392 | 40.4169 | 40.906 | 41.0209 | 41.6529 | 41.5608 | 41.9359 | 42.2261 | 42.0056 | 42.5796 | 42.676 | 42.6987 | 43.0613 | 43.5562 | 43.7184 | 43.5031 | 43.8864 | 0 | 0 | 0 | 0 | 0 | 0 | 0 | 0 | 0 | 4.4726 | 4.5281 | 4.5458 | 4.5356 | 4.5341 | 4.5745 | 4.5931 | 4.5946 | 4.6599 | 4.6872 | 4.6902 | 4.7123 | 4.648 | 4.6499 | 4.6822 | 4.6962 | 4.6613 | 4.6634 | 4.6633 | 4.6396 | 4.6073 | 4.5807 | 4.6206 | 4.6592 | 4.6842 | 4.7022 | 4.7394 | 4.7878 | 4.7994 | 4.789 | 4.7798 | 4.809 | 4.8077 | 4.798 | 4.787 | 4.7711 | 4.8056 | 4.735 | 4.7254 | 4.7659 | 4.7688 | 4.8265 | 4.8401 | 4.9147 | 4.9038 | 4.948 | 4.9823 | 4.9563 | 5.024 | 5.0354 | 5.038 | 5.0808 | 5.1392 | 5.1584 | 5.133 | 5.1782 | 0 | 0 | 0 | 0 | 0 | 0 | 0 | 0 | 0 | 887.539 | 918.3269 | 942.1805 | 960.7664 | 981.574 | 1012.097 | 1038.5749 | 1061.7803 | 1100.5443 | 1131.3605 | 1156.9931 | 1188.0158 | 1197.563 | 1224.4099 | 1260.0435 | 1291.6164 | 1310.2269 | 1339.6701 | 1369.0901 | 1392.1194 | 1412.8333 | 1435.5814 | 1479.9541 | 1525.1347 | 1567.0407 | 1607.6907 | 1656.0437 | 1709.7715 | 1751.602 | 1786.2773 | 1822.0775 | 1873.5401 | 1914.2194 | 1952.4014 | 1990.7762 | 2027.7878 | 2087.4169 | 2101.9824 | 2143.8545 | 2209.8041 | 2259.8135 | 2337.4807 | 2395.6138 | 2486.0357 | 2535.1091 | 2614.2678 | 2690.2676 | 2735.099 | 2833.4706 | 2902.3576 | 2967.7914 | 3058.8392 | 3162.0617 | 3243.6619 | 3298.6943 | 3400.9691 | 0 | 0 | 0 | 0 | 0 | 0 | 0 | 0 | 0 | 19373.4419 | 20045.4886 | 20566.1724 | 20971.8687 | 21426.0631 | 22092.3269 | 22670.2943 | 23176.8291 | 24022.9784 | 24695.6437 | 25255.1588 | 25932.3301 | 26140.7294 | 26726.7517 | 27504.5718 | 28193.7528 | 28599.9884 | 29242.6814 | 29884.8708 | 30387.5602 | 30839.7081 | 31336.2589 | 32304.8393 | 33291.0542 | 34205.7883 | 35093.109 | 36148.5713 | 37321.3562 | 38234.4442 | 38991.3461 | 39772.8009 | 40896.142 | 41784.099 | 42617.5459 | 43455.2032 | 44263.102 | 45564.7014 | 45882.6423 | 46796.6374 | 48236.2021 | 49327.8213 | 51023.1624 | 52292.1065 | 54265.8602 | 55337.0476 | 57064.946 | 58723.8908 | 59702.4812 | 61849.7645 | 63353.4479 | 64781.7541 | 66769.1701 | 69022.3408 | 70803.5311 | 72004.7931 | 74237.276 | 0 | 0 | 0 | 0 | 0 | 0 | 0 | 0 | 0 | 20260.9809 | 20963.8155 | 21508.3529 | 21932.6351 | 22407.6371 | 23104.4239 | 23708.8692 | 24238.6094 | 25123.5227 | 25827.0042 | 26412.1518 | 27120.3458 | 27338.2923 | 27951.1617 | 28764.6154 | 29485.3692 | 29910.2153 | 30582.3514 | 31253.961 | 31779.6796 | 32252.5414 | 32771.8403 | 33784.7934 | 34816.1889 | 35772.8289 | 36700.7997 | 37804.615 | 39031.1277 | 39986.0462 | 40777.6234 | 41594.8784 | 42769.6821 | 43698.3183 | 44569.9473 | 45445.9795 | 46290.8898 | 47652.1183 | 47984.6248 | 48940.492 | 50446.0061 | 51587.6348 | 53360.6431 | 54687.7202 | 56751.8959 | 57872.1567 | 59679.2137 | 61414.1585 | 62437.5802 | 64683.2351 | 66255.8054 | 67749.5454 | 69828.0093 | 72184.4026 | 74047.193 | 75303.4874 | 77638.2451 | 0 | 0 | 0 | 0 | 0 | 0 | 0 | 0 | 0
DM-G6 | Brattleboro | 204896 | 204896: L94-Leonard Rd-Stickney B | 555912 | 0 | 1PH | UG | 3 | Zone 3 | 93 | 1739649 |  |  |  |  | 89.45% | 10.55% | 50% | 98% | 83.36% | 140.5515 | 16.5838 | 25.7321 | 3.0362 | 540.3751 | 11795.4547 | 12335.8298 | 39.4003 | 1.4993 | 707.6581 | 129.5579 |  |  |  | 157.1353 | 159.0863 | 159.705 | 159.3497 | 159.2963 | 160.7141 | 161.3685 | 161.4227 | 163.7143 | 164.6756 | 164.7814 | 165.5574 | 163.2954 | 163.3622 | 164.4975 | 164.9895 | 163.764 | 163.8396 | 163.8333 | 163.0031 | 161.8674 | 160.9331 | 162.336 | 163.6906 | 164.5679 | 165.2024 | 166.5079 | 168.2094 | 168.6152 | 168.2516 | 167.9292 | 168.9552 | 168.9076 | 168.5683 | 168.1815 | 167.6206 | 168.8353 | 166.3536 | 166.0151 | 167.4384 | 167.5417 | 169.5694 | 170.0456 | 172.6653 | 172.2834 | 173.8385 | 175.0413 | 174.1274 | 176.507 | 176.9063 | 177.0006 | 178.5037 | 180.5552 | 181.2276 | 180.335 | 181.9239 | 184.045 | 184.1904 | 183.799 | 184.2211 | 183.2492 | 184.449 | 186.4095 | 184.9384 | 184.3128 | 140.5515 | 142.2966 | 142.8501 | 142.5323 | 142.4845 | 143.7526 | 144.338 | 144.3865 | 146.4362 | 147.296 | 147.3906 | 148.0848 | 146.0615 | 146.1212 | 147.1367 | 147.5768 | 146.4807 | 146.5483 | 146.5426 | 145.8 | 144.7842 | 143.9485 | 145.2033 | 146.415 | 147.1997 | 147.7673 | 148.9349 | 150.4569 | 150.8198 | 150.4946 | 150.2063 | 151.124 | 151.0814 | 150.7779 | 150.4319 | 149.9302 | 151.0167 | 148.797 | 148.4942 | 149.7673 | 149.8597 | 151.6734 | 152.0993 | 154.4425 | 154.101 | 155.4919 | 156.5678 | 155.7504 | 157.8788 | 158.2359 | 158.3203 | 159.6648 | 161.4998 | 162.1012 | 161.3028 | 162.724 | 164.6212 | 164.7512 | 164.4012 | 164.7788 | 163.9094 | 164.9826 | 166.7362 | 165.4203 | 164.8608 | 16.5838 | 16.7897 | 16.855 | 16.8175 | 16.8118 | 16.9615 | 17.0305 | 17.0363 | 17.2781 | 17.3796 | 17.3907 | 17.4726 | 17.2339 | 17.2409 | 17.3608 | 17.4127 | 17.2833 | 17.2913 | 17.2907 | 17.203 | 17.0832 | 16.9846 | 17.1326 | 17.2756 | 17.3682 | 17.4352 | 17.5729 | 17.7525 | 17.7953 | 17.757 | 17.7229 | 17.8312 | 17.8262 | 17.7904 | 17.7496 | 17.6904 | 17.8186 | 17.5566 | 17.5209 | 17.6711 | 17.682 | 17.896 | 17.9463 | 18.2228 | 18.1825 | 18.3466 | 18.4735 | 18.3771 | 18.6282 | 18.6704 | 18.6803 | 18.8389 | 19.0555 | 19.1264 | 19.0322 | 19.1999 | 19.4238 | 19.4391 | 19.3978 | 19.4424 | 19.3398 | 19.4664 | 19.6733 | 19.5181 | 19.452 | 25.7321 | 26.0516 | 26.153 | 26.0948 | 26.086 | 26.3182 | 26.4254 | 26.4343 | 26.8095 | 26.9669 | 26.9843 | 27.1113 | 26.7409 | 26.7518 | 26.9378 | 27.0183 | 26.8177 | 26.83 | 26.829 | 26.693 | 26.5071 | 26.3541 | 26.5838 | 26.8056 | 26.9493 | 27.0532 | 27.267 | 27.5456 | 27.6121 | 27.5525 | 27.4997 | 27.6677 | 27.66 | 27.6044 | 27.5411 | 27.4492 | 27.6481 | 27.2417 | 27.1863 | 27.4194 | 27.4363 | 27.7683 | 27.8463 | 28.2753 | 28.2128 | 28.4674 | 28.6644 | 28.5147 | 28.9044 | 28.9698 | 28.9853 | 29.2314 | 29.5673 | 29.6775 | 29.5313 | 29.7915 | 0 | 0 | 0 | 0 | 0 | 0 | 0 | 0 | 0 | 3.0362 | 3.0738 | 3.0858 | 3.0789 | 3.0779 | 3.1053 | 3.1179 | 3.119 | 3.1633 | 3.1818 | 3.1839 | 3.1989 | 3.1552 | 3.1565 | 3.1784 | 3.1879 | 3.1642 | 3.1657 | 3.1656 | 3.1495 | 3.1276 | 3.1095 | 3.1366 | 3.1628 | 3.1798 | 3.192 | 3.2172 | 3.2501 | 3.258 | 3.2509 | 3.2447 | 3.2645 | 3.2636 | 3.2571 | 3.2496 | 3.2387 | 3.2622 | 3.2143 | 3.2077 | 3.2352 | 3.2372 | 3.2764 | 3.2856 | 3.3362 | 3.3288 | 3.3589 | 3.3821 | 3.3645 | 3.4105 | 3.4182 | 3.42 | 3.449 | 3.4887 | 3.5017 | 3.4844 | 3.5151 | 0 | 0 | 0 | 0 | 0 | 0 | 0 | 0 | 0 | 602.49 | 623.3898 | 639.5824 | 652.1991 | 666.3239 | 687.0439 | 705.018 | 720.7706 | 747.0848 | 768.0038 | 785.4041 | 806.4633 | 812.9442 | 831.1688 | 855.358 | 876.7907 | 889.4241 | 909.4111 | 929.3824 | 945.0154 | 959.0766 | 974.5187 | 1004.6404 | 1035.3104 | 1063.7575 | 1091.3521 | 1124.1757 | 1160.6478 | 1189.0437 | 1212.5824 | 1236.8847 | 1271.8192 | 1299.4336 | 1325.3527 | 1351.4028 | 1376.5275 | 1417.0056 | 1426.8932 | 1455.3173 | 1500.086 | 1534.034 | 1586.757 | 1626.2196 | 1687.6009 | 1720.9134 | 1774.6489 | 1826.2401 | 1856.673 | 1923.4509 | 1970.2135 | 2014.6321 | 2076.4383 | 2146.5091 | 2201.9019 | 2239.2596 | 2308.6871 | 0 | 0 | 0 | 0 | 0 | 0 | 0 | 0 | 0 | 13151.3146 | 13607.5215 | 13960.9783 | 14236.378 | 14544.6998 | 14996.9811 | 15389.3239 | 15733.1759 | 16307.5693 | 16764.1961 | 17144.0129 | 17603.6985 | 17745.1666 | 18142.9775 | 18670.9867 | 19138.8249 | 19414.5907 | 19850.8713 | 20286.8101 | 20628.0518 | 20934.9843 | 21272.059 | 21929.5624 | 22599.0368 | 23219.9876 | 23822.3295 | 24538.8112 | 25334.9352 | 25954.7687 | 26468.578 | 26999.0546 | 27761.6146 | 28364.3883 | 28930.1589 | 29498.7876 | 30047.2152 | 30930.7827 | 31146.6112 | 31767.0605 | 32744.2832 | 33485.3094 | 34636.1613 | 35497.5613 | 36837.4088 | 37564.5652 | 38737.5181 | 39863.6631 | 40527.9617 | 41985.6065 | 43006.3551 | 43975.9352 | 45325.0571 | 46854.5817 | 48063.7109 | 48879.1661 | 50394.6472 | 0 | 0 | 0 | 0 | 0 | 0 | 0 | 0 | 0 | 13753.8045 | 14230.9112 | 14600.5607 | 14888.5771 | 15211.0237 | 15684.025 | 16094.3418 | 16453.9465 | 17054.6541 | 17532.2 | 17929.4169 | 18410.1618 | 18558.1109 | 18974.1462 | 19526.3447 | 20015.6156 | 20304.0148 | 20760.2824 | 21216.1925 | 21573.0672 | 21894.0609 | 22246.5777 | 22934.2028 | 23634.3472 | 24283.7452 | 24913.6816 | 25662.9869 | 26495.583 | 27143.8124 | 27681.1604 | 28235.9394 | 29033.4338 | 29663.8219 | 30255.5117 | 30850.1904 | 31423.7427 | 32347.7883 | 32573.5044 | 33222.3778 | 34244.3691 | 35019.3433 | 36222.9183 | 37123.7809 | 38525.0096 | 39285.4786 | 40512.167 | 41689.9032 | 42384.6347 | 43909.0574 | 44976.5687 | 45990.5673 | 47401.4954 | 49001.0908 | 50265.6128 | 51118.4258 | 52703.3343 | 0 | 0 | 0 | 0 | 0 | 0 | 0 | 0 | 0
DM-G6 | Brattleboro | 204897 | 204897: L911-P16 to End Hague Rd | 555716 | 556008 | 1PH | UG | 1 | Zone 3 | 63 | 575258 |  |  |  |  | 89.45% | 10.55% | 50% | 98% | 83.36% | 95.2123 | 11.2342 | 17.4315 | 2.0567 | 366.0606 | 7990.4693 | 8356.5299 | 39.4003 | 1.0156 | 479.3813 | 87.765 |  |  |  | 106.4465 | 107.7681 | 108.1873 | 107.9466 | 107.9104 | 108.8708 | 109.3141 | 109.3509 | 110.9032 | 111.5544 | 111.6261 | 112.1518 | 110.6194 | 110.6647 | 111.4338 | 111.7671 | 110.9369 | 110.9881 | 110.9839 | 110.4214 | 109.6521 | 109.0192 | 109.9695 | 110.8872 | 111.4815 | 111.9113 | 112.7957 | 113.9483 | 114.2232 | 113.9769 | 113.7585 | 114.4535 | 114.4213 | 114.1914 | 113.9294 | 113.5494 | 114.3723 | 112.6911 | 112.4618 | 113.426 | 113.496 | 114.8696 | 115.1922 | 116.9668 | 116.7081 | 117.7616 | 118.5764 | 117.9573 | 119.5693 | 119.8397 | 119.9037 | 120.9219 | 122.3116 | 122.7671 | 122.1624 | 123.2388 | 124.6756 | 124.7741 | 124.509 | 124.795 | 124.1365 | 124.9493 | 126.2774 | 125.2808 | 124.8571 | 95.2123 | 96.3945 | 96.7694 | 96.5541 | 96.5217 | 97.3808 | 97.7773 | 97.8102 | 99.1987 | 99.7812 | 99.8453 | 100.3155 | 98.9449 | 98.9853 | 99.6733 | 99.9714 | 99.2288 | 99.2746 | 99.2708 | 98.7678 | 98.0796 | 97.5135 | 98.3636 | 99.1844 | 99.7159 | 100.1004 | 100.8914 | 101.9224 | 102.1683 | 101.948 | 101.7526 | 102.3743 | 102.3455 | 102.1399 | 101.9055 | 101.5656 | 102.3016 | 100.7979 | 100.5928 | 101.4552 | 101.5179 | 102.7465 | 103.035 | 104.6224 | 104.391 | 105.3332 | 106.062 | 105.5083 | 106.9502 | 107.1921 | 107.2493 | 108.16 | 109.4031 | 109.8105 | 109.2696 | 110.2324 | 111.5176 | 111.6057 | 111.3686 | 111.6243 | 111.0354 | 111.7624 | 112.9503 | 112.0589 | 111.6799 | 11.2342 | 11.3736 | 11.4179 | 11.3925 | 11.3887 | 11.49 | 11.5368 | 11.5407 | 11.7045 | 11.7732 | 11.7808 | 11.8363 | 11.6746 | 11.6793 | 11.7605 | 11.7957 | 11.7081 | 11.7135 | 11.713 | 11.6537 | 11.5725 | 11.5057 | 11.606 | 11.7028 | 11.7655 | 11.8109 | 11.9042 | 12.0259 | 12.0549 | 12.0289 | 12.0059 | 12.0792 | 12.0758 | 12.0515 | 12.0239 | 11.9838 | 12.0706 | 11.8932 | 11.869 | 11.9708 | 11.9782 | 12.1231 | 12.1572 | 12.3445 | 12.3172 | 12.4283 | 12.5143 | 12.449 | 12.6191 | 12.6477 | 12.6544 | 12.7619 | 12.9085 | 12.9566 | 12.8928 | 13.0064 | 13.158 | 13.1684 | 13.1405 | 13.1706 | 13.1011 | 13.1869 | 13.3271 | 13.2219 | 13.1772 | 17.4315 | 17.6479 | 17.7165 | 17.6771 | 17.6712 | 17.8285 | 17.9011 | 17.9071 | 18.1613 | 18.2679 | 18.2797 | 18.3657 | 18.1148 | 18.1222 | 18.2482 | 18.3027 | 18.1668 | 18.1752 | 18.1745 | 18.0824 | 17.9564 | 17.8528 | 18.0084 | 18.1587 | 18.256 | 18.3264 | 18.4712 | 18.6599 | 18.705 | 18.6646 | 18.6289 | 18.7427 | 18.7374 | 18.6997 | 18.6568 | 18.5946 | 18.7294 | 18.4541 | 18.4165 | 18.5744 | 18.5859 | 18.8108 | 18.8636 | 19.1542 | 19.1119 | 19.2844 | 19.4178 | 19.3164 | 19.5804 | 19.6247 | 19.6352 | 19.8019 | 20.0295 | 20.1041 | 20.0051 | 20.1813 | 0 | 0 | 0 | 0 | 0 | 0 | 0 | 0 | 0 | 2.0567 | 2.0823 | 2.0904 | 2.0857 | 2.085 | 2.1036 | 2.1122 | 2.1129 | 2.1429 | 2.1554 | 2.1568 | 2.167 | 2.1374 | 2.1383 | 2.1531 | 2.1596 | 2.1435 | 2.1445 | 2.1444 | 2.1336 | 2.1187 | 2.1065 | 2.1248 | 2.1426 | 2.154 | 2.1623 | 2.1794 | 2.2017 | 2.207 | 2.2023 | 2.198 | 2.2115 | 2.2108 | 2.2064 | 2.2013 | 2.194 | 2.2099 | 2.1774 | 2.173 | 2.1916 | 2.193 | 2.2195 | 2.2257 | 2.26 | 2.255 | 2.2754 | 2.2911 | 2.2792 | 2.3103 | 2.3155 | 2.3168 | 2.3364 | 2.3633 | 2.3721 | 2.3604 | 2.3812 | 0 | 0 | 0 | 0 | 0 | 0 | 0 | 0 | 0 | 408.1384 | 422.2963 | 433.2655 | 441.8123 | 451.3807 | 465.4169 | 477.5928 | 488.264 | 506.0897 | 520.2607 | 532.0479 | 546.3138 | 550.7041 | 563.0498 | 579.4361 | 593.955 | 602.5131 | 616.0527 | 629.5816 | 640.1717 | 649.6971 | 660.1579 | 680.5628 | 701.3393 | 720.6099 | 739.303 | 761.5384 | 786.2453 | 805.4812 | 821.4268 | 837.8896 | 861.555 | 880.2615 | 897.8196 | 915.4664 | 932.4864 | 959.907 | 966.6051 | 985.8601 | 1016.1873 | 1039.1843 | 1074.8999 | 1101.6326 | 1143.2135 | 1165.7801 | 1202.1815 | 1237.1304 | 1257.7462 | 1302.9828 | 1334.6608 | 1364.7508 | 1406.6195 | 1454.0868 | 1491.6109 | 1516.9178 | 1563.9493 | 0 | 0 | 0 | 0 | 0 | 0 | 0 | 0 | 0 | 8908.955 | 9217.9984 | 9457.4369 | 9643.998 | 9852.8611 | 10159.2452 | 10425.0258 | 10657.9579 | 11047.0631 | 11356.3909 | 11613.6861 | 11925.0861 | 12020.9193 | 12290.4041 | 12648.0878 | 12965.0104 | 13151.8195 | 13447.3644 | 13742.6778 | 13973.8415 | 14181.7636 | 14410.1045 | 14855.51 | 15309.0249 | 15729.6691 | 16137.7071 | 16623.0656 | 17162.3755 | 17582.2627 | 17930.327 | 18289.6822 | 18806.2551 | 19214.5857 | 19597.8496 | 19983.0497 | 20354.5652 | 20953.1109 | 21099.3173 | 21519.6216 | 22181.6112 | 22683.5967 | 23463.206 | 24046.7351 | 24954.3737 | 25446.9635 | 26241.5445 | 27004.4169 | 27454.4257 | 28441.8625 | 29133.3373 | 29790.1497 | 30704.0709 | 31740.2005 | 32559.288 | 33111.6932 | 34138.3094 | 0 | 0 | 0 | 0 | 0 | 0 | 0 | 0 | 0 | 9317.0934 | 9640.2947 | 9890.7024 | 10085.8103 | 10304.2419 | 10624.6621 | 10902.6187 | 11146.2219 | 11553.1528 | 11876.6516 | 12145.7341 | 12471.3999 | 12571.6235 | 12853.4539 | 13227.5239 | 13558.9654 | 13754.3326 | 14063.4171 | 14372.2594 | 14614.0132 | 14831.4606 | 15070.2623 | 15536.0729 | 16010.3642 | 16450.279 | 16877.0101 | 17384.604 | 17948.6208 | 18387.7439 | 18751.7538 | 19127.5718 | 19667.81 | 20094.8471 | 20495.6692 | 20898.5161 | 21287.0515 | 21913.0179 | 22065.9223 | 22505.4817 | 23197.7984 | 23722.781 | 24538.1059 | 25148.3677 | 26097.5872 | 26612.7436 | 27443.726 | 28241.5473 | 28712.1719 | 29744.8453 | 30467.9981 | 31154.9004 | 32110.6904 | 33194.2873 | 34050.899 | 34628.611 | 35702.2587 | 0 | 0 | 0 | 0 | 0 | 0 | 0 | 0 | 0
CS-G34 | Royalton | 204898 | 204898: L61 P1 - P47 Russell Rd W | 616282 | 0 | 1PH | UG | 3.1 | Zone 3 | 106 | 1797640 |  |  |  |  | 83.09% | 16.91% | 50% | 98% | 83.36% | 128.5045 | 26.1573 | 23.5266 | 4.7889 | 494.0583 | 18604.8042 | 19098.8625 | 2.3548 | 1.1774 | 555.7288 | 101.7427 |  |  |  | 154.6619 | 155.9636 | 155.9995 | 154.7713 | 155.3906 | 155.8032 | 155.4756 | 155.1623 | 156.1234 | 157.5693 | 157.8556 | 159.0672 | 159.5074 | 161.4677 | 163.9618 | 164.3617 | 162.9915 | 163.1289 | 162.8049 | 163.1979 | 161.5888 | 162.4708 | 164.0952 | 164.5697 | 164.5284 | 164.9729 | 166.3385 | 168.5239 | 169.5605 | 171.0387 | 170.7225 | 170.9809 | 171.1027 | 170.4002 | 169.8326 | 168.7029 | 168.7467 | 166.8199 | 166.8372 | 168.2062 | 167.82 | 169.1395 | 169.7307 | 172.3117 | 172.5243 | 174.2514 | 176.4974 | 176.7701 | 178.4302 | 177.6727 | 178.1884 | 179.0444 | 181.775 | 184.1677 | 182.7729 | 182.8924 | 183.3612 | 183.205 | 182.8668 | 184.5006 | 184.388 | 184.5232 | 185.7613 | 184.4071 | 183.3846 | 128.5045 | 129.5861 | 129.6159 | 128.5955 | 129.11 | 129.4528 | 129.1806 | 128.9203 | 129.7189 | 130.9202 | 131.1582 | 132.1648 | 132.5305 | 134.1593 | 136.2316 | 136.5639 | 135.4254 | 135.5395 | 135.2704 | 135.5969 | 134.2599 | 134.9928 | 136.3425 | 136.7366 | 136.7024 | 137.0717 | 138.2064 | 140.0221 | 140.8834 | 142.1116 | 141.8489 | 142.0636 | 142.1648 | 141.5811 | 141.1095 | 140.1709 | 140.2072 | 138.6063 | 138.6207 | 139.7581 | 139.4372 | 140.5336 | 141.0248 | 143.1693 | 143.3459 | 144.7809 | 146.6471 | 146.8737 | 148.253 | 147.6236 | 148.0521 | 148.7633 | 151.0321 | 153.0202 | 151.8612 | 151.9605 | 152.35 | 152.2203 | 151.9392 | 153.2968 | 153.2032 | 153.3155 | 154.3442 | 153.2191 | 152.3695 | 26.1573 | 26.3775 | 26.3836 | 26.1759 | 26.2806 | 26.3504 | 26.295 | 26.242 | 26.4045 | 26.6491 | 26.6975 | 26.9024 | 26.9768 | 27.3084 | 27.7302 | 27.7978 | 27.5661 | 27.5893 | 27.5345 | 27.601 | 27.3289 | 27.478 | 27.7528 | 27.833 | 27.826 | 27.9012 | 28.1322 | 28.5018 | 28.6771 | 28.9271 | 28.8736 | 28.9173 | 28.9379 | 28.8191 | 28.7231 | 28.5321 | 28.5395 | 28.2136 | 28.2165 | 28.448 | 28.3827 | 28.6059 | 28.7059 | 29.1424 | 29.1783 | 29.4704 | 29.8503 | 29.8964 | 30.1772 | 30.0491 | 30.1363 | 30.2811 | 30.7429 | 31.1476 | 30.9116 | 30.9319 | 31.0111 | 30.9847 | 30.9275 | 31.2038 | 31.1848 | 31.2077 | 31.4171 | 31.188 | 31.0151 | 23.5266 | 23.7246 | 23.7301 | 23.5432 | 23.6374 | 23.7002 | 23.6504 | 23.6027 | 23.7489 | 23.9689 | 24.0124 | 24.1967 | 24.2637 | 24.5619 | 24.9413 | 25.0021 | 24.7937 | 24.8146 | 24.7653 | 24.8251 | 24.5803 | 24.7145 | 24.9616 | 25.0337 | 25.0274 | 25.0951 | 25.3028 | 25.6352 | 25.7929 | 26.0178 | 25.9697 | 26.009 | 26.0275 | 25.9206 | 25.8343 | 25.6625 | 25.6691 | 25.376 | 25.3787 | 25.5869 | 25.5281 | 25.7289 | 25.8188 | 26.2114 | 26.2438 | 26.5065 | 26.8481 | 26.8896 | 27.1421 | 27.0269 | 27.1054 | 27.2356 | 27.6509 | 28.0149 | 27.8027 | 27.8209 | 0 | 0 | 0 | 0 | 0 | 0 | 0 | 0 | 0 | 4.7889 | 4.8292 | 4.8303 | 4.7923 | 4.8114 | 4.8242 | 4.8141 | 4.8044 | 4.8341 | 4.8789 | 4.8878 | 4.9253 | 4.9389 | 4.9996 | 5.0768 | 5.0892 | 5.0468 | 5.0511 | 5.041 | 5.0532 | 5.0034 | 5.0307 | 5.081 | 5.0957 | 5.0944 | 5.1081 | 5.1504 | 5.2181 | 5.2502 | 5.296 | 5.2862 | 5.2942 | 5.2979 | 5.2762 | 5.2586 | 5.2236 | 5.225 | 5.1653 | 5.1659 | 5.2083 | 5.1963 | 5.2372 | 5.2555 | 5.3354 | 5.342 | 5.3954 | 5.465 | 5.4734 | 5.5248 | 5.5014 | 5.5173 | 5.5439 | 5.6284 | 5.7025 | 5.6593 | 5.663 | 0 | 0 | 0 | 0 | 0 | 0 | 0 | 0 | 0 | 550.8491 | 567.7061 | 580.3293 | 588.4271 | 603.7785 | 618.7003 | 630.9822 | 643.5644 | 661.7967 | 682.6201 | 698.9056 | 719.7637 | 737.6341 | 763.1269 | 791.9626 | 811.3599 | 822.2969 | 841.0959 | 857.8931 | 878.8828 | 889.3621 | 913.8895 | 943.3332 | 966.8738 | 987.8973 | 1012.3586 | 1043.1954 | 1080.1526 | 1110.7063 | 1145.0375 | 1168.065 | 1195.5696 | 1222.7423 | 1244.5119 | 1267.6548 | 1286.9257 | 1315.5792 | 1329.1695 | 1358.5527 | 1399.8334 | 1427.3449 | 1470.2163 | 1507.8132 | 1564.4174 | 1600.8075 | 1652.4032 | 1710.5229 | 1750.8561 | 1806.1789 | 1838.0786 | 1883.9684 | 1934.6656 | 2007.3826 | 2078.5502 | 2108.189 | 2155.978 | 0 | 0 | 0 | 0 | 0 | 0 | 0 | 0 | 0 | 20743.3828 | 21378.1676 | 21853.5218 | 22158.4587 | 22736.551 | 23298.4619 | 23760.9619 | 24234.77 | 24921.3456 | 25705.4971 | 26318.7624 | 27104.2174 | 27777.1631 | 28737.1476 | 29823.0172 | 30553.4631 | 30965.3204 | 31673.2375 | 32305.7699 | 33096.1799 | 33490.7997 | 34414.43 | 35523.198 | 36409.6689 | 37201.3527 | 38122.4926 | 39283.7169 | 40675.4185 | 41825.9819 | 43118.7974 | 43985.9449 | 45021.6903 | 46044.9337 | 46864.7155 | 47736.2088 | 48461.8933 | 49540.9028 | 50052.6736 | 51159.1604 | 52713.671 | 53749.6751 | 55364.0868 | 56779.8786 | 58911.4296 | 60281.7737 | 62224.7179 | 64413.3393 | 65932.1713 | 68015.4676 | 69216.7155 | 70944.7949 | 72853.905 | 75592.2147 | 78272.1813 | 79388.2924 | 81187.8878 | 0 | 0 | 0 | 0 | 0 | 0 | 0 | 0 | 0 | 21294.2319 | 21945.8737 | 22433.8512 | 22746.8858 | 23340.3296 | 23917.1622 | 24391.9441 | 24878.3343 | 25583.1422 | 26388.1173 | 27017.668 | 27823.9811 | 28514.7972 | 29500.2744 | 30614.9797 | 31364.823 | 31787.6173 | 32514.3335 | 33163.6631 | 33975.0626 | 34380.1618 | 35328.3195 | 36466.5312 | 37376.5428 | 38189.25 | 39134.8512 | 40326.9123 | 41755.5711 | 42936.6882 | 44263.8349 | 45154.0099 | 46217.26 | 47267.676 | 48109.2274 | 49003.8636 | 49748.819 | 50856.482 | 51381.8431 | 52517.7131 | 54113.5044 | 55177.02 | 56834.3031 | 58287.6919 | 60475.8471 | 61882.5812 | 63877.1211 | 66123.8622 | 67683.0274 | 69821.6465 | 71054.7941 | 72828.7633 | 74788.5706 | 77599.5973 | 80350.7315 | 81496.4814 | 83343.8658 | 0 | 0 | 0 | 0 | 0 | 0 | 0 | 0 | 0
BV-G43 | Springfield | 204899 | 204899: L43 Brook Rd | 650740 | 0 | 1PH | UG | 1.5 | Zone 3 | 91 | 1441983 |  |  |  |  | 87.31% | 12.69% | 50% | 98% | 83.36% | 108.4262 | 15.7616 | 19.8507 | 2.8856 | 416.8639 | 11210.7079 | 11627.5717 | 6.4616 | 1.1484 | 542.0638 | 99.2409 |  |  |  | 124.1879 | 125.4838 | 126.1024 | 125.0563 | 125.5867 | 125.2259 | 125.9104 | 125.8504 | 127.8447 | 129.7761 | 130.1914 | 131.31 | 130.5819 | 131.1369 | 132.0666 | 132.5892 | 132.4446 | 133.1007 | 133.6797 | 133.0072 | 131.2387 | 130.9652 | 131.3192 | 132.0602 | 133.0216 | 134.4107 | 135.81 | 137.608 | 137.2719 | 137.3014 | 138.0618 | 138.9539 | 139.1756 | 139.1834 | 139.3057 | 137.9656 | 138.5217 | 136.7233 | 135.6407 | 136.7653 | 136.6111 | 135.8435 | 135.4725 | 137.0437 | 136.8506 | 137.7551 | 139.4712 | 138.6898 | 140.5915 | 140.8462 | 140.9843 | 143.2822 | 146.3388 | 147.3398 | 146.9272 | 147.8396 | 149.1755 | 148.6196 | 148.3223 | 148.1411 | 147.9277 | 148.5614 | 148.1886 | 146.4153 | 146.2044 | 108.4262 | 109.5577 | 110.0978 | 109.1845 | 109.6475 | 109.3325 | 109.9301 | 109.8777 | 111.6189 | 113.3052 | 113.6678 | 114.6445 | 114.0087 | 114.4933 | 115.305 | 115.7613 | 115.635 | 116.2079 | 116.7133 | 116.1262 | 114.5822 | 114.3434 | 114.6524 | 115.2994 | 116.1388 | 117.3516 | 118.5733 | 120.1431 | 119.8497 | 119.8754 | 120.5393 | 121.3182 | 121.5117 | 121.5185 | 121.6254 | 120.4553 | 120.9408 | 119.3707 | 118.4255 | 119.4073 | 119.2727 | 118.6026 | 118.2786 | 119.6504 | 119.4819 | 120.2716 | 121.7698 | 121.0876 | 122.7479 | 122.9703 | 123.0909 | 125.0972 | 127.7658 | 128.6398 | 128.2795 | 129.0761 | 130.2425 | 129.7571 | 129.4976 | 129.3394 | 129.1531 | 129.7063 | 129.3808 | 127.8326 | 127.6485 | 15.7616 | 15.9261 | 16.0046 | 15.8719 | 15.9392 | 15.8934 | 15.9803 | 15.9726 | 16.2258 | 16.4709 | 16.5236 | 16.6656 | 16.5732 | 16.6436 | 16.7616 | 16.8279 | 16.8096 | 16.8928 | 16.9663 | 16.881 | 16.6565 | 16.6218 | 16.6667 | 16.7608 | 16.8828 | 17.0591 | 17.2367 | 17.4649 | 17.4222 | 17.426 | 17.5225 | 17.6357 | 17.6638 | 17.6648 | 17.6804 | 17.5103 | 17.5809 | 17.3526 | 17.2152 | 17.3579 | 17.3384 | 17.2409 | 17.1939 | 17.3933 | 17.3688 | 17.4836 | 17.7014 | 17.6022 | 17.8436 | 17.8759 | 17.8934 | 18.1851 | 18.573 | 18.7 | 18.6477 | 18.7635 | 18.933 | 18.8625 | 18.8247 | 18.8017 | 18.7747 | 18.8551 | 18.8078 | 18.5827 | 18.5559 | 19.8507 | 20.0578 | 20.1567 | 19.9895 | 20.0742 | 20.0166 | 20.126 | 20.1164 | 20.4352 | 20.7439 | 20.8103 | 20.9891 | 20.8727 | 20.9614 | 21.11 | 21.1936 | 21.1704 | 21.2753 | 21.3679 | 21.2604 | 20.9777 | 20.934 | 20.9906 | 21.109 | 21.2627 | 21.4847 | 21.7084 | 21.9958 | 21.9421 | 21.9468 | 22.0683 | 22.2109 | 22.2464 | 22.2476 | 22.2672 | 22.0529 | 22.1418 | 21.8544 | 21.6813 | 21.8611 | 21.8364 | 21.7137 | 21.6544 | 21.9056 | 21.8747 | 22.0193 | 22.2936 | 22.1687 | 22.4727 | 22.5134 | 22.5355 | 22.9028 | 23.3913 | 23.5514 | 23.4854 | 23.6312 | 0 | 0 | 0 | 0 | 0 | 0 | 0 | 0 | 0 | 2.8856 | 2.9158 | 2.9301 | 2.9058 | 2.9181 | 2.9098 | 2.9257 | 2.9243 | 2.9706 | 3.0155 | 3.0251 | 3.0511 | 3.0342 | 3.0471 | 3.0687 | 3.0809 | 3.0775 | 3.0927 | 3.1062 | 3.0906 | 3.0495 | 3.0431 | 3.0513 | 3.0686 | 3.0909 | 3.1232 | 3.1557 | 3.1975 | 3.1897 | 3.1903 | 3.208 | 3.2287 | 3.2339 | 3.2341 | 3.2369 | 3.2058 | 3.2187 | 3.1769 | 3.1518 | 3.1779 | 3.1743 | 3.1565 | 3.1478 | 3.1844 | 3.1799 | 3.2009 | 3.2408 | 3.2226 | 3.2668 | 3.2727 | 3.2759 | 3.3293 | 3.4003 | 3.4236 | 3.414 | 3.4352 | 0 | 0 | 0 | 0 | 0 | 0 | 0 | 0 | 0 | 464.7814 | 479.9635 | 492.9406 | 499.6063 | 512.763 | 522.5383 | 536.953 | 548.5045 | 569.4548 | 590.7751 | 605.7045 | 624.3487 | 634.5459 | 651.2625 | 670.3091 | 687.7664 | 702.1309 | 721.1324 | 740.2031 | 752.6821 | 759.0129 | 774.0951 | 793.2632 | 815.2899 | 839.292 | 866.7141 | 895.0028 | 926.8025 | 944.8792 | 965.8737 | 992.5902 | 1020.9821 | 1045.1081 | 1068.1603 | 1092.6195 | 1105.9146 | 1134.8003 | 1144.7094 | 1160.629 | 1195.9975 | 1220.9316 | 1240.781 | 1264.6147 | 1307.4257 | 1334.3069 | 1372.6746 | 1420.3491 | 1443.4645 | 1495.4487 | 1531.1171 | 1566.3364 | 1626.8874 | 1698.1479 | 1747.3791 | 1780.8197 | 1831.2995 | 0 | 0 | 0 | 0 | 0 | 0 | 0 | 0 | 0 | 12499.3525 | 12907.6439 | 13256.6375 | 13435.8971 | 13789.7199 | 14052.6076 | 14440.2621 | 14750.9151 | 15314.3311 | 15887.6981 | 16289.195 | 16790.5928 | 17064.8257 | 17514.3826 | 18026.6022 | 18496.0825 | 18882.3867 | 19393.3936 | 19906.2612 | 20241.8576 | 20412.1134 | 20817.7172 | 21333.2044 | 21925.5672 | 22571.0568 | 23308.5176 | 24069.2838 | 24924.4742 | 25410.6087 | 25975.2139 | 26693.7002 | 27457.2422 | 28106.062 | 28726.0037 | 29383.7842 | 29741.3301 | 30518.1514 | 30784.637 | 31212.7626 | 32163.9257 | 32834.479 | 33368.2879 | 34009.2463 | 35160.5619 | 35883.477 | 36915.298 | 38197.4085 | 38819.0502 | 40217.0584 | 41176.2884 | 42123.4398 | 43751.8372 | 45668.2437 | 46992.2165 | 47891.5324 | 49249.0856 | 0 | 0 | 0 | 0 | 0 | 0 | 0 | 0 | 0 | 12964.1338 | 13387.6074 | 13749.5781 | 13935.5034 | 14302.4829 | 14575.1459 | 14977.2151 | 15299.4195 | 15883.7859 | 16478.4732 | 16894.8995 | 17414.9415 | 17699.3717 | 18165.6451 | 18696.9113 | 19183.8489 | 19584.5176 | 20114.526 | 20646.4643 | 20994.5397 | 21171.1263 | 21591.8123 | 22126.4676 | 22740.8571 | 23410.3489 | 24175.2317 | 24964.2866 | 25851.2768 | 26355.4879 | 26941.0876 | 27686.2905 | 28478.2243 | 29151.1701 | 29794.164 | 30476.4036 | 30847.2447 | 31652.9517 | 31929.3464 | 32373.3916 | 33359.9232 | 34055.4107 | 34609.069 | 35273.861 | 36467.9876 | 37217.7839 | 38287.9726 | 39617.7576 | 40262.5147 | 41712.5071 | 42707.4055 | 43689.7762 | 45378.7246 | 47366.3917 | 48739.5956 | 49672.3521 | 51080.3851 | 0 | 0 | 0 | 0 | 0 | 0 | 0 | 0 | 0
CH-G11 | Springfield | 204900 | 204900: L3135 Stage Rd | 513356 | 0 | 1PH | UG | 5 | Zone 3 | 76 | 2891675 |  |  |  |  | 85.9% | 14.1% | 50% | 98% | 83.36% | 340.1916 | 55.8465 | 62.2822 | 10.2244 | 1307.9265 | 39721.6535 | 41029.58 | 20.331 | 5.1851 | 2447.3577 | 448.0619 |  |  |  | 396.038 | 401.4331 | 403.2971 | 400.019 | 401.8023 | 403.7523 | 405.2754 | 405.8428 | 411.6557 | 414.4269 | 414.436 | 418.417 | 412.7243 | 413.5574 | 417.0292 | 417.9247 | 414.8313 | 414.4143 | 414.6298 | 412.4054 | 408.8617 | 407.5543 | 409.661 | 412.6609 | 413.7189 | 416.6186 | 419.409 | 422.6391 | 423.7979 | 422.9459 | 423.5876 | 425.2558 | 424.9781 | 424.6843 | 425.5303 | 424.7932 | 425.3953 | 420.7235 | 421.226 | 423.0157 | 423.3911 | 424.8602 | 427.1479 | 432.035 | 430.7407 | 432.7502 | 435.1648 | 434.5989 | 439.1525 | 440.3393 | 441.8067 | 446.2376 | 452.6025 | 454.1821 | 453.8718 | 456.9451 | 463.2491 | 463.2537 | 462.7887 | 464.9714 | 463.3947 | 466.6972 | 471.5755 | 467.0648 | 465.2255 | 340.1916 | 344.8259 | 346.427 | 343.6111 | 345.143 | 346.818 | 348.1263 | 348.6137 | 353.6069 | 355.9874 | 355.9952 | 359.4148 | 354.5248 | 355.2404 | 358.2227 | 358.992 | 356.3347 | 355.9765 | 356.1616 | 354.2509 | 351.2069 | 350.0838 | 351.8935 | 354.4704 | 355.3792 | 357.87 | 360.2669 | 363.0415 | 364.0369 | 363.3051 | 363.8563 | 365.2893 | 365.0507 | 364.7983 | 365.5251 | 364.8919 | 365.409 | 361.396 | 361.8277 | 363.365 | 363.6875 | 364.9494 | 366.9145 | 371.1125 | 370.0007 | 371.7268 | 373.8009 | 373.3149 | 377.2263 | 378.2458 | 379.5062 | 383.3124 | 388.7797 | 390.1365 | 389.87 | 392.5099 | 397.925 | 397.929 | 397.5295 | 399.4045 | 398.0501 | 400.8869 | 405.0772 | 401.2027 | 399.6227 | 55.8465 | 56.6073 | 56.8701 | 56.4078 | 56.6593 | 56.9343 | 57.1491 | 57.2291 | 58.0488 | 58.4395 | 58.4408 | 59.0022 | 58.1995 | 58.3169 | 58.8065 | 58.9328 | 58.4966 | 58.4378 | 58.4681 | 58.1545 | 57.6548 | 57.4704 | 57.7675 | 58.1905 | 58.3397 | 58.7486 | 59.1421 | 59.5976 | 59.761 | 59.6408 | 59.7313 | 59.9666 | 59.9274 | 59.886 | 60.0053 | 59.9013 | 59.9862 | 59.3274 | 59.3983 | 59.6507 | 59.7036 | 59.9108 | 60.2334 | 60.9225 | 60.74 | 61.0234 | 61.3639 | 61.2841 | 61.9262 | 62.0935 | 62.3004 | 62.9253 | 63.8228 | 64.0455 | 64.0018 | 64.4352 | 65.3241 | 65.3248 | 65.2592 | 65.567 | 65.3446 | 65.8103 | 66.4982 | 65.8622 | 65.6028 | 62.2822 | 63.1307 | 63.4238 | 62.9083 | 63.1887 | 63.4954 | 63.7349 | 63.8241 | 64.7383 | 65.1741 | 65.1755 | 65.8016 | 64.9063 | 65.0374 | 65.5834 | 65.7242 | 65.2377 | 65.1721 | 65.206 | 64.8562 | 64.2989 | 64.0933 | 64.4246 | 64.8964 | 65.0628 | 65.5188 | 65.9576 | 66.4656 | 66.6478 | 66.5138 | 66.6147 | 66.8771 | 66.8334 | 66.7872 | 66.9203 | 66.8043 | 66.899 | 66.1643 | 66.2434 | 66.5248 | 66.5838 | 66.8149 | 67.1746 | 67.9432 | 67.7397 | 68.0557 | 68.4354 | 68.3464 | 69.0625 | 69.2492 | 69.4799 | 70.1768 | 71.1777 | 71.4261 | 71.3773 | 71.8607 | 0 | 0 | 0 | 0 | 0 | 0 | 0 | 0 | 0 | 10.2244 | 10.3636 | 10.4118 | 10.3271 | 10.3732 | 10.4235 | 10.4628 | 10.4775 | 10.6276 | 10.6991 | 10.6993 | 10.8021 | 10.6551 | 10.6767 | 10.7663 | 10.7894 | 10.7095 | 10.6988 | 10.7043 | 10.6469 | 10.5554 | 10.5217 | 10.5761 | 10.6535 | 10.6808 | 10.7557 | 10.8277 | 10.9111 | 10.941 | 10.919 | 10.9356 | 10.9787 | 10.9715 | 10.9639 | 10.9858 | 10.9667 | 10.9823 | 10.8617 | 10.8746 | 10.9208 | 10.9305 | 10.9685 | 11.0275 | 11.1537 | 11.1203 | 11.1721 | 11.2345 | 11.2199 | 11.3374 | 11.3681 | 11.406 | 11.5203 | 11.6847 | 11.7254 | 11.7174 | 11.7968 | 0 | 0 | 0 | 0 | 0 | 0 | 0 | 0 | 0 | 1458.2696 | 1510.6541 | 1551.0571 | 1572.2956 | 1614.0499 | 1657.5645 | 1700.4213 | 1740.2635 | 1804.0234 | 1856.1238 | 1897.0001 | 1957.3571 | 1973.2026 | 2020.6837 | 2082.4756 | 2132.8605 | 2163.6489 | 2209.0264 | 2258.7987 | 2296.1079 | 2326.4583 | 2370.0373 | 2434.6991 | 2506.4836 | 2568.194 | 2643.0899 | 2719.3302 | 2800.5594 | 2870.0193 | 2927.263 | 2996.2015 | 3074.1777 | 3139.758 | 3206.6137 | 3283.6882 | 3350.1161 | 3428.6711 | 3465.6189 | 3546.0935 | 3639.505 | 3722.8754 | 3817.9801 | 3922.9864 | 4055.1639 | 4131.9615 | 4242.5652 | 4360.0942 | 4450.2222 | 4595.7808 | 4709.5812 | 4829.2313 | 4984.9728 | 5167.3094 | 5299.4206 | 5412.3084 | 5568.8333 | 0 | 0 | 0 | 0 | 0 | 0 | 0 | 0 | 0 | 44287.5644 | 45878.4778 | 47105.5138 | 47750.5273 | 49018.6014 | 50340.1389 | 51641.6978 | 52851.701 | 54788.0876 | 56370.3717 | 57611.7836 | 59444.8213 | 59926.0502 | 61368.0482 | 63244.6623 | 64774.8488 | 65709.8918 | 67088.003 | 68599.586 | 69732.6645 | 70654.4048 | 71977.8949 | 73941.671 | 76121.7623 | 77995.9027 | 80270.4875 | 82585.9021 | 85052.8266 | 87162.3199 | 88900.8094 | 90994.4662 | 93362.5987 | 95354.2687 | 97384.6737 | 99725.4202 | 101742.8315 | 104128.5446 | 105250.6458 | 107694.6544 | 110531.557 | 113063.5121 | 115951.8361 | 119140.8714 | 123155.0923 | 125487.4312 | 128846.4603 | 132415.81 | 135152.9912 | 139573.5979 | 143029.7074 | 146663.4756 | 151393.3365 | 156930.8878 | 160943.0987 | 164371.4921 | 169125.1446 | 0 | 0 | 0 | 0 | 0 | 0 | 0 | 0 | 0 | 45745.8341 | 47389.1319 | 48656.5709 | 49322.8229 | 50632.6513 | 51997.7034 | 53342.1191 | 54591.9644 | 56592.111 | 58226.4955 | 59508.7837 | 61402.1784 | 61899.2528 | 63388.732 | 65327.1379 | 66907.7092 | 67873.5407 | 69297.0294 | 70858.3847 | 72028.7724 | 72980.8631 | 74347.9322 | 76376.3701 | 78628.2459 | 80564.0967 | 82913.5774 | 85305.2324 | 87853.386 | 90032.3392 | 91828.0724 | 93990.6677 | 96436.7764 | 98494.0267 | 100591.2874 | 103009.1084 | 105092.9475 | 107557.2158 | 108716.2647 | 111240.7479 | 114171.062 | 116786.3876 | 119769.8162 | 123063.8578 | 127210.2562 | 129619.3926 | 133089.0255 | 136775.9042 | 139603.2134 | 144169.3787 | 147739.2885 | 151492.707 | 156378.3094 | 162098.1972 | 166242.5193 | 169783.8004 | 174693.9778 | 0 | 0 | 0 | 0 | 0 | 0 | 0 | 0 | 0
BV-G44 | Springfield | 204901 | 204901: L434 P3 | 776981 | 489712 | 1PH | OH | 4.5 | Zone 3 | 113 | 2259492 |  |  |  |  | 85.77% | 14.23% | 50% | 90% | 80.33% | 340.5131 | 56.5022 | 94.331 | 15.6526 | 1980.9508 | 60810.2455 | 62791.1964 | 11.6708 | 3.2643 | 1540.7702 | 426.8334 |  |  |  | 397.0153 | 402.3129 | 403.7921 | 398.5101 | 399.3459 | 400.6859 | 401.5483 | 401.3851 | 407.1966 | 410.1802 | 410.2593 | 414.168 | 409.6138 | 410.4759 | 414.4532 | 417.9753 | 414.9627 | 414.9361 | 415.1348 | 414.2204 | 410.8729 | 411.0948 | 413.992 | 416.233 | 418.0615 | 421.6165 | 423.2922 | 428.423 | 429.9048 | 430.8727 | 431.0033 | 434.8645 | 433.7675 | 432.2748 | 431.7087 | 431.1362 | 431.1976 | 424.9127 | 425.867 | 427.17 | 426.1444 | 428.2035 | 429.3769 | 434.5215 | 434.1747 | 439.948 | 443.1665 | 442.2104 | 447.6655 | 446.1922 | 447.6913 | 453.1079 | 458.8261 | 460.7949 | 459.3193 | 461.5359 | 464.9109 | 462.7111 | 462.194 | 464.7205 | 464.5698 | 467.0761 | 471.0358 | 467.7452 | 464.1731 | 340.5131 | 345.0568 | 346.3254 | 341.7952 | 342.512 | 343.6613 | 344.401 | 344.261 | 349.2454 | 351.8045 | 351.8723 | 355.2247 | 351.3186 | 352.0581 | 355.4693 | 358.4901 | 355.9063 | 355.8835 | 356.0539 | 355.2696 | 352.3985 | 352.5889 | 355.0737 | 356.9958 | 358.5641 | 361.6132 | 363.0503 | 367.4509 | 368.7219 | 369.552 | 369.6641 | 372.9757 | 372.0349 | 370.7546 | 370.2691 | 369.778 | 369.8307 | 364.4402 | 365.2587 | 366.3763 | 365.4966 | 367.2627 | 368.2691 | 372.6815 | 372.3841 | 377.3358 | 380.0962 | 379.2762 | 383.9549 | 382.6913 | 383.9771 | 388.6228 | 393.5272 | 395.2158 | 393.9502 | 395.8513 | 398.746 | 396.8593 | 396.4158 | 398.5827 | 398.4535 | 400.603 | 403.9992 | 401.1769 | 398.1132 | 56.5022 | 57.2561 | 57.4666 | 56.7149 | 56.8339 | 57.0246 | 57.1473 | 57.1241 | 57.9511 | 58.3758 | 58.387 | 58.9433 | 58.2952 | 58.4179 | 58.9839 | 59.4851 | 59.0564 | 59.0526 | 59.0809 | 58.9508 | 58.4743 | 58.5059 | 58.9183 | 59.2372 | 59.4974 | 60.0034 | 60.2418 | 60.972 | 61.1829 | 61.3207 | 61.3393 | 61.8888 | 61.7327 | 61.5202 | 61.4397 | 61.3582 | 61.3669 | 60.4725 | 60.6083 | 60.7937 | 60.6477 | 60.9408 | 61.1078 | 61.84 | 61.7906 | 62.6123 | 63.0703 | 62.9342 | 63.7106 | 63.5009 | 63.7143 | 64.4851 | 65.2989 | 65.5791 | 65.3691 | 65.6846 | 66.1649 | 65.8518 | 65.7782 | 66.1378 | 66.1164 | 66.473 | 67.0366 | 66.5683 | 66.0599 | 94.331 | 95.5897 | 95.9412 | 94.6862 | 94.8847 | 95.2031 | 95.408 | 95.3693 | 96.7501 | 97.459 | 97.4778 | 98.4065 | 97.3244 | 97.5292 | 98.4742 | 99.3111 | 98.5953 | 98.589 | 98.6362 | 98.4189 | 97.6236 | 97.6763 | 98.3647 | 98.8971 | 99.3316 | 100.1763 | 100.5744 | 101.7935 | 102.1455 | 102.3755 | 102.4066 | 103.324 | 103.0633 | 102.7087 | 102.5742 | 102.4381 | 102.4527 | 100.9594 | 101.1862 | 101.4958 | 101.2521 | 101.7413 | 102.0201 | 103.2425 | 103.1601 | 104.5318 | 105.2965 | 0 | 0 | 0 | 0 | 0 | 0 | 0 | 0 | 0 | 0 | 0 | 0 | 0 | 0 | 0 | 0 | 0 | 0 | 15.6526 | 15.8614 | 15.9198 | 15.7115 | 15.7445 | 15.7973 | 15.8313 | 15.8249 | 16.054 | 16.1716 | 16.1747 | 16.3288 | 16.1493 | 16.1833 | 16.3401 | 16.4789 | 16.3602 | 16.3591 | 16.3669 | 16.3309 | 16.1989 | 16.2077 | 16.3219 | 16.4102 | 16.4823 | 16.6225 | 16.6886 | 16.8908 | 16.9493 | 16.9874 | 16.9926 | 17.1448 | 17.1016 | 17.0427 | 17.0204 | 16.9978 | 17.0002 | 16.7524 | 16.7901 | 16.8414 | 16.801 | 16.8822 | 16.9284 | 17.1313 | 17.1176 | 17.3452 | 17.4721 | 0 | 0 | 0 | 0 | 0 | 0 | 0 | 0 | 0 | 0 | 0 | 0 | 0 | 0 | 0 | 0 | 0 | 0 | 2208.6565 | 2287.367 | 2346.2837 | 2366.535 | 2423.6712 | 2485.3037 | 2545.4471 | 2600.3897 | 2696.0765 | 2775.5799 | 2837.1897 | 2927.2334 | 2958.7362 | 3030.193 | 3126.864 | 3222.8121 | 3269.9743 | 3341.6993 | 3416.8519 | 3484.3311 | 3532.2083 | 3611.8671 | 3717.3427 | 3819.6898 | 3920.8712 | 4041.2058 | 4146.5265 | 4289.1168 | 4398.6387 | 4505.5303 | 4606.0477 | 4749.5518 | 4841.7979 | 4931.2884 | 5033.177 | 5137.0854 | 5250.8489 | 5288.1498 | 5416.6278 | 5552.7312 | 5661.2655 | 5813.7705 | 5957.9554 | 6161.9862 | 6292.5239 | 6516.4735 | 6708.557 | 0 | 0 | 0 | 0 | 0 | 0 | 0 | 0 | 0 | 0 | 0 | 0 | 0 | 0 | 0 | 0 | 0 | 0 | 67800.2407 | 70216.4561 | 72025.0519 | 72646.7172 | 74400.6569 | 76292.6197 | 78138.871 | 79825.4727 | 82762.8191 | 85203.3736 | 87094.642 | 89858.7584 | 90825.8167 | 93019.3604 | 95986.9179 | 98932.2853 | 100380.0484 | 102581.8252 | 104888.8242 | 106960.2659 | 108429.9785 | 110875.3048 | 114113.1413 | 117254.9408 | 120360.9596 | 124054.9304 | 127288.0138 | 131665.1798 | 135027.2289 | 138308.5317 | 141394.1668 | 145799.3831 | 148631.1099 | 151378.2424 | 154505.9691 | 157695.6987 | 161187.9521 | 162332.9974 | 166276.9527 | 170454.985 | 173786.7177 | 178468.241 | 182894.357 | 189157.5944 | 193164.777 | 200039.4697 | 205935.9541 | 0 | 0 | 0 | 0 | 0 | 0 | 0 | 0 | 0 | 0 | 0 | 0 | 0 | 0 | 0 | 0 | 0 | 0 | 70008.8972 | 72503.823 | 74371.3355 | 75013.2522 | 76824.3281 | 78777.9234 | 80684.3181 | 82425.8624 | 85458.8956 | 87978.9534 | 89931.8318 | 92785.9919 | 93784.553 | 96049.5534 | 99113.7819 | 102155.0974 | 103650.0227 | 105923.5245 | 108305.6761 | 110444.597 | 111962.1869 | 114487.172 | 117830.484 | 121074.6306 | 124281.8308 | 128096.1362 | 131434.5403 | 135954.2967 | 139425.8676 | 142814.062 | 146000.2146 | 150548.9348 | 153472.9079 | 156309.5307 | 159539.1461 | 162832.7841 | 166438.801 | 167621.1472 | 171693.5805 | 176007.7162 | 179447.9832 | 184282.0115 | 188852.3123 | 195319.5806 | 199457.3009 | 206555.9432 | 212644.5111 | 0 | 0 | 0 | 0 | 0 | 0 | 0 | 0 | 0 | 0 | 0 | 0 | 0 | 0 | 0 | 0 | 0 | 0
SB-G91 | Rutland | 204902 | 204902: L88 Rt100A, Spacer and CI | 532550 | 0 | 1PH | OH | 3 | Zone 3 | 135 | 1510218 |  |  |  |  | 79.88% | 20.12% | 50% | 90% | 80.33% | 334.4452 | 84.228 | 92.65 | 23.3334 | 1945.6507 | 90650.1012 | 92595.7519 | 3.8994 | 1.9497 | 920.2684 | 254.9383 |  |  |  | 418.6733 | 424.5031 | 424.5858 | 418.4565 | 419.183 | 420.6208 | 421.7127 | 421.255 | 426.3668 | 432.3109 | 433.7354 | 437.8623 | 434.7817 | 441.0151 | 447.4744 | 448.6223 | 446.3742 | 445.5763 | 444.8276 | 444.5268 | 439.301 | 438.7775 | 436.8896 | 437.0242 | 437.5948 | 438.21 | 442.5306 | 447.4944 | 447.8304 | 449.6854 | 450.5697 | 453.5664 | 452.3332 | 452.0061 | 452.514 | 449.0463 | 449.1091 | 441.7573 | 440.4784 | 443.5109 | 442.5519 | 445.3585 | 447.9509 | 454.1719 | 457.3124 | 463.8689 | 468.7942 | 467.561 | 471.359 | 472.0289 | 473.5648 | 476.8767 | 481.0905 | 482.5378 | 479.6311 | 478.605 | 481.2415 | 479.5837 | 479.4262 | 486.8096 | 486.1727 | 490.0786 | 495.1103 | 491.5775 | 488.6613 | 334.4452 | 339.1022 | 339.1683 | 334.272 | 334.8524 | 336.001 | 336.8732 | 336.5075 | 340.591 | 345.3393 | 346.4772 | 349.7738 | 347.313 | 352.2924 | 357.4522 | 358.3692 | 356.5733 | 355.9359 | 355.3379 | 355.0976 | 350.9231 | 350.5049 | 348.9968 | 349.1044 | 349.5601 | 350.0516 | 353.503 | 357.4682 | 357.7366 | 359.2183 | 359.9248 | 362.3186 | 361.3335 | 361.0722 | 361.478 | 358.7079 | 358.7581 | 352.8852 | 351.8636 | 354.2861 | 353.52 | 355.762 | 357.8328 | 362.8023 | 365.311 | 370.5485 | 374.4829 | 373.4978 | 376.5317 | 377.0669 | 378.2937 | 380.9394 | 384.3055 | 385.4616 | 383.1396 | 382.32 | 384.426 | 383.1018 | 382.9759 | 388.874 | 388.3652 | 391.4854 | 395.5048 | 392.6827 | 390.3532 | 84.228 | 85.4009 | 85.4175 | 84.1844 | 84.3306 | 84.6198 | 84.8395 | 84.7474 | 85.7758 | 86.9716 | 87.2582 | 88.0885 | 87.4687 | 88.7227 | 90.0222 | 90.2531 | 89.8009 | 89.6403 | 89.4897 | 89.4292 | 88.3779 | 88.2726 | 87.8928 | 87.9199 | 88.0346 | 88.1584 | 89.0276 | 90.0262 | 90.0938 | 90.467 | 90.6449 | 91.2478 | 90.9997 | 90.9339 | 91.0361 | 90.3384 | 90.3511 | 88.872 | 88.6148 | 89.2248 | 89.0319 | 89.5965 | 90.1181 | 91.3696 | 92.0014 | 93.3204 | 94.3113 | 94.0632 | 94.8273 | 94.962 | 95.271 | 95.9373 | 96.7851 | 97.0762 | 96.4914 | 96.285 | 96.8154 | 96.4819 | 96.4502 | 97.9356 | 97.8075 | 98.5933 | 99.6055 | 98.8948 | 98.3081 | 92.65 | 93.9401 | 93.9584 | 92.6021 | 92.7628 | 93.081 | 93.3226 | 93.2213 | 94.3526 | 95.668 | 95.9832 | 96.8964 | 96.2147 | 97.5942 | 99.0236 | 99.2776 | 98.7801 | 98.6035 | 98.4378 | 98.3713 | 97.2148 | 97.099 | 96.6812 | 96.711 | 96.8373 | 96.9734 | 97.9295 | 99.028 | 99.1023 | 99.5128 | 99.7085 | 100.3717 | 100.0988 | 100.0264 | 100.1388 | 99.3714 | 99.3853 | 97.7584 | 97.4754 | 98.1465 | 97.9342 | 98.5553 | 99.129 | 100.5057 | 101.2006 | 102.6516 | 103.7415 | 0 | 0 | 0 | 0 | 0 | 0 | 0 | 0 | 0 | 0 | 0 | 0 | 0 | 0 | 0 | 0 | 0 | 0 | 23.3334 | 23.6583 | 23.6629 | 23.3213 | 23.3618 | 23.4419 | 23.5028 | 23.4772 | 23.7621 | 24.0934 | 24.1728 | 24.4028 | 24.2311 | 24.5785 | 24.9385 | 25.0025 | 24.8772 | 24.8327 | 24.791 | 24.7742 | 24.483 | 24.4538 | 24.3486 | 24.3561 | 24.3879 | 24.4222 | 24.663 | 24.9396 | 24.9583 | 25.0617 | 25.111 | 25.278 | 25.2093 | 25.1911 | 25.2194 | 25.0261 | 25.0296 | 24.6199 | 24.5486 | 24.7176 | 24.6642 | 24.8206 | 24.965 | 25.3118 | 25.4868 | 25.8522 | 26.1267 | 0 | 0 | 0 | 0 | 0 | 0 | 0 | 0 | 0 | 0 | 0 | 0 | 0 | 0 | 0 | 0 | 0 | 0 | 2169.2987 | 2247.8941 | 2297.7955 | 2314.4461 | 2369.4708 | 2429.9052 | 2489.81 | 2541.8236 | 2629.2666 | 2724.5725 | 2793.6884 | 2882.3153 | 2925.0019 | 3032.2095 | 3144.3064 | 3221.7245 | 3276.1026 | 3342.1918 | 3409.9808 | 3482.644 | 3517.4195 | 3590.5191 | 3653.7222 | 3735.2545 | 3822.4141 | 3911.9996 | 4037.4831 | 4172.592 | 4267.5911 | 4379.5433 | 4484.6958 | 4613.8418 | 4702.5261 | 4802.5066 | 4913.6772 | 4983.2948 | 5093.6399 | 5120.4834 | 5217.9842 | 5369.4936 | 5475.7571 | 5631.7141 | 5789.1139 | 5998.6415 | 6173.0025 | 6399.2594 | 6609.4834 | 0 | 0 | 0 | 0 | 0 | 0 | 0 | 0 | 0 | 0 | 0 | 0 | 0 | 0 | 0 | 0 | 0 | 0 | 101070.1179 | 104731.969 | 107056.9311 | 107832.7023 | 110396.3676 | 113212.0758 | 116003.1057 | 118426.479 | 122500.5506 | 126940.9624 | 130161.1536 | 134290.3784 | 136279.1958 | 141274.1249 | 146496.8454 | 150103.8445 | 152637.3819 | 155716.5552 | 158874.9206 | 162260.3834 | 163880.6145 | 167286.4109 | 170231.1138 | 174029.7993 | 178090.664 | 182264.5533 | 188110.9769 | 194405.8554 | 198831.9711 | 204047.9515 | 208947.1267 | 214964.1899 | 219096.0928 | 223754.3001 | 228933.8668 | 232177.4261 | 237318.5336 | 238569.2015 | 243111.8769 | 250170.8739 | 255121.8148 | 262388.0295 | 269721.4651 | 279483.5965 | 287607.278 | 298148.8449 | 307943.4242 | 0 | 0 | 0 | 0 | 0 | 0 | 0 | 0 | 0 | 0 | 0 | 0 | 0 | 0 | 0 | 0 | 0 | 0 | 103239.4166 | 106979.8632 | 109354.7265 | 110147.1484 | 112765.8384 | 115641.9811 | 118492.9156 | 120968.3026 | 125129.8172 | 129665.5349 | 132954.8421 | 137172.6937 | 139204.1977 | 144306.3344 | 149641.1517 | 153325.569 | 155913.4844 | 159058.747 | 162284.9014 | 165743.0274 | 167398.034 | 170876.93 | 173884.836 | 177765.0538 | 181913.0781 | 186176.5529 | 192148.46 | 198578.4474 | 203099.5623 | 208427.4948 | 213431.8225 | 219578.0317 | 223798.6189 | 228556.8068 | 233847.5441 | 237160.7209 | 242412.1735 | 243689.6848 | 248329.8611 | 255540.3675 | 260597.5719 | 268019.7437 | 275510.579 | 285482.238 | 293780.2805 | 304548.1043 | 314552.9076 | 0 | 0 | 0 | 0 | 0 | 0 | 0 | 0 | 0 | 0 | 0 | 0 | 0 | 0 | 0 | 0 | 0 | 0
CS-G34 | Royalton | 205188 | 205188: L.6 P .251X - P166 | 616175 | 0 | 3PH | OH | 2.8 | Zone 1 | 871 | 2073314 | Maineline Feeder backup to BE-G29 | 1877 customers on the BE-G29 would be backed up and 871 on the CS-G34 | BE-G29 | 1877 | 83.09% | 16.91% | 100% | 90% | 80.33% | 1269.6639 | 258.4425 | 351.7299 | 71.5953 | 7386.3287 | 278147.7468 | 285534.0755 | 1.3614 | 0.70416 | 332.3638 | 92.0734 | 4838.364 | 182198.7761 | 187037.1401 | 1528.1064 | 1540.9679 | 1541.323 | 1529.188 | 1535.3063 | 1539.3834 | 1536.1466 | 1533.0512 | 1542.5468 | 1556.8328 | 1559.6621 | 1571.6326 | 1575.9817 | 1595.3502 | 1619.9927 | 1623.9439 | 1610.4056 | 1611.7633 | 1608.5627 | 1612.4449 | 1596.5467 | 1605.2615 | 1621.3112 | 1625.9985 | 1625.5909 | 1629.9824 | 1643.4758 | 1665.0676 | 1675.3096 | 1689.9143 | 1686.7902 | 1689.3438 | 1690.5468 | 1683.6059 | 1677.9982 | 1666.8367 | 1667.2691 | 1648.2313 | 1648.403 | 1661.9286 | 1658.1127 | 1671.15 | 1676.9915 | 1702.4919 | 1704.5927 | 1721.6571 | 1743.848 | 1746.5431 | 1762.9448 | 1755.4607 | 1760.5557 | 1769.0136 | 1795.9925 | 1819.6337 | 1805.8518 | 1807.0326 | 1811.6645 | 1810.1214 | 1806.7795 | 1822.9225 | 1821.8098 | 1823.1454 | 1835.3782 | 1821.9985 | 1811.8959 | 1269.6639 | 1280.3502 | 1280.6452 | 1270.5626 | 1275.6461 | 1279.0336 | 1276.3443 | 1273.7724 | 1281.662 | 1293.5319 | 1295.8827 | 1305.8287 | 1309.4422 | 1325.535 | 1346.0098 | 1349.2928 | 1338.0441 | 1339.1722 | 1336.5129 | 1339.7385 | 1326.5292 | 1333.7701 | 1347.1053 | 1350.9999 | 1350.6612 | 1354.31 | 1365.5213 | 1383.4614 | 1391.9712 | 1404.1059 | 1401.5102 | 1403.6319 | 1404.6314 | 1398.8644 | 1394.2051 | 1384.9313 | 1385.2905 | 1369.4726 | 1369.6152 | 1380.8532 | 1377.6827 | 1388.5151 | 1393.3686 | 1414.5563 | 1416.3018 | 1430.4801 | 1448.918 | 1451.1572 | 1464.785 | 1458.5667 | 1462.8 | 1469.8274 | 1492.2435 | 1511.8864 | 1500.4353 | 1501.4165 | 1505.265 | 1503.9828 | 1501.2061 | 1514.6189 | 1513.6944 | 1514.8042 | 1524.968 | 1513.8512 | 1505.4572 | 258.4425 | 260.6177 | 260.6778 | 258.6254 | 259.6602 | 260.3497 | 259.8023 | 259.2788 | 260.8848 | 263.3009 | 263.7794 | 265.8039 | 266.5395 | 269.8152 | 273.9829 | 274.6511 | 272.3614 | 272.5911 | 272.0498 | 272.7063 | 270.0175 | 271.4914 | 274.2059 | 274.9986 | 274.9297 | 275.6724 | 277.9545 | 281.6062 | 283.3384 | 285.8084 | 285.2801 | 285.712 | 285.9154 | 284.7415 | 283.7931 | 281.9054 | 281.9785 | 278.7588 | 278.7878 | 281.0753 | 280.43 | 282.6349 | 283.6229 | 287.9356 | 288.2909 | 291.177 | 294.93 | 295.3858 | 298.1598 | 296.894 | 297.7557 | 299.1862 | 303.749 | 307.7474 | 305.4165 | 305.6162 | 306.3996 | 306.1386 | 305.5734 | 308.3036 | 308.1154 | 308.3413 | 310.4102 | 308.1473 | 306.4387 | 351.7299 | 354.6903 | 354.7721 | 351.9789 | 353.3872 | 354.3256 | 353.5806 | 352.8681 | 355.0537 | 358.342 | 358.9932 | 361.7485 | 362.7496 | 367.2077 | 372.8797 | 373.7892 | 370.673 | 370.9855 | 370.2489 | 371.1424 | 367.4831 | 369.489 | 373.1832 | 374.2621 | 374.1683 | 375.1791 | 378.2849 | 383.2548 | 385.6122 | 388.9739 | 388.2548 | 388.8425 | 389.1195 | 387.5218 | 386.2311 | 383.662 | 383.7615 | 379.3795 | 379.419 | 382.5323 | 381.654 | 384.6548 | 385.9994 | 391.8689 | 392.3524 | 396.2802 | 401.388 | 0 | 0 | 0 | 0 | 0 | 0 | 0 | 0 | 0 | 0 | 0 | 0 | 0 | 0 | 0 | 0 | 0 | 0 | 71.5953 | 72.1979 | 72.2145 | 71.646 | 71.9326 | 72.1237 | 71.972 | 71.827 | 72.2719 | 72.9412 | 73.0738 | 73.6346 | 73.8384 | 74.7458 | 75.9004 | 76.0855 | 75.4512 | 75.5148 | 75.3649 | 75.5468 | 74.8019 | 75.2102 | 75.9622 | 76.1818 | 76.1627 | 76.3684 | 77.0006 | 78.0122 | 78.4921 | 79.1764 | 79.03 | 79.1496 | 79.206 | 78.8808 | 78.6181 | 78.0951 | 78.1154 | 77.2234 | 77.2315 | 77.8652 | 77.6864 | 78.2972 | 78.5709 | 79.7657 | 79.8641 | 80.6636 | 81.7033 | 0 | 0 | 0 | 0 | 0 | 0 | 0 | 0 | 0 | 0 | 0 | 0 | 0 | 0 | 0 | 0 | 0 | 0 | 8235.3699 | 8487.387 | 8676.1083 | 8797.1718 | 9026.6814 | 9249.7667 | 9433.3847 | 9621.4921 | 9894.0708 | 10205.3883 | 10448.8619 | 10760.6969 | 11027.8644 | 11408.9896 | 11840.0928 | 12130.0885 | 12293.6008 | 12574.6523 | 12825.7752 | 13139.5773 | 13296.2461 | 13662.9383 | 14103.1324 | 14455.0719 | 14769.3798 | 15135.0833 | 15596.1032 | 16148.6253 | 16605.4127 | 17118.6758 | 17462.9437 | 17874.1469 | 18280.3867 | 18605.8499 | 18951.8431 | 19239.9485 | 19668.3281 | 19871.5072 | 20310.7956 | 20927.9548 | 21339.2608 | 21980.2014 | 22542.2876 | 23388.5388 | 23932.5817 | 24703.9536 | 25572.8624 | 0 | 0 | 0 | 0 | 0 | 0 | 0 | 0 | 0 | 0 | 0 | 0 | 0 | 0 | 0 | 0 | 0 | 0 | 310120.1784 | 319610.4135 | 326717.1105 | 331276.0136 | 339918.678 | 348319.4246 | 355233.9469 | 362317.5284 | 372582.0521 | 384305.3675 | 393473.8786 | 405216.6808 | 415277.4337 | 429629.5069 | 445863.6031 | 456784.0023 | 462941.4 | 473524.9865 | 482981.5478 | 494798.428 | 500698.1202 | 514506.6876 | 531083.1217 | 544336.1443 | 556172.0689 | 569943.4041 | 587304.0765 | 608110.4585 | 625311.7489 | 644639.7512 | 657603.8822 | 673088.6066 | 688386.4217 | 700642.4199 | 713671.5229 | 724520.7367 | 740652.2722 | 748303.4086 | 764845.7383 | 788086.1672 | 803574.759 | 827710.7275 | 848877.2662 | 880744.6323 | 901231.7131 | 930279.3473 | 962999.9341 | 0 | 0 | 0 | 0 | 0 | 0 | 0 | 0 | 0 | 0 | 0 | 0 | 0 | 0 | 0 | 0 | 0 | 0 | 318355.5483 | 328097.8005 | 335393.2188 | 340073.1854 | 348945.3593 | 357569.1913 | 364667.3316 | 371939.0206 | 382476.1229 | 394510.7558 | 403922.7405 | 415977.3777 | 426305.2981 | 441038.4965 | 457703.6959 | 468914.0908 | 475235.0008 | 486099.6388 | 495807.323 | 507938.0054 | 513994.3663 | 528169.626 | 545186.2541 | 558791.2162 | 570941.4487 | 585078.4874 | 602900.1797 | 624259.0838 | 641917.1616 | 661758.427 | 675066.8259 | 690962.7535 | 706666.8084 | 719248.2698 | 732623.366 | 743760.6851 | 760320.6003 | 768174.9158 | 785156.5339 | 809014.122 | 824914.0197 | 849690.9289 | 871419.5539 | 904133.1711 | 925164.2948 | 954983.301 | 988572.7965 | 0 | 0 | 0 | 0 | 0 | 0 | 0 | 0 | 0 | 0 | 0 | 0 | 0 | 0 | 0 | 0 | 0 | 0 | 554.5926 | 554.5926 | 554.5926 | 554.5926 | 554.5926 | 554.5926 | 554.5926 | 554.5926 | 554.5926 | 554.5926 | 554.5926 | 554.5926 | 554.5926 | 554.5926 | 554.5926 | 554.5926 | 554.5926 | 554.5926 | 554.5926 | 554.5926 | 554.5926 | 554.5926 | 554.5926 | 554.5926 | 554.5926 | 554.5926 | 554.5926 | 554.5926 | 554.5926 | 554.5926 | 554.5926 | 554.5926 | 554.5926 | 554.5926 | 554.5926 | 554.5926 | 554.5926 | 554.5926 | 554.5926 | 554.5926 | 554.5926 | 554.5926 | 554.5926 | 554.5926 | 554.5926 | 554.5926 | 554.5926 | 554.5926 | 554.5926 | 554.5926 | 554.5926 | 554.5926 | 554.5926 | 554.5926 | 554.5926 | 554.5926 | 554.5926 | 554.5926 | 554.5926 | 554.5926 | 554.5926 | 554.5926 | 554.5926 | 554.5926 | 554.5926
CS-G34 | Royalton | 205534 | 205534: L6 P126 to P66 | 615615 | 617660 | 3PH | OH | 1.9 | Zone 1 | 244 | 1400395 |  |  | BE-G29 | 1877 | 83.09% | 16.91% | 100% | 90% | 80.33% | 355.6808 | 72.3995 | 98.5328 | 20.0565 | 2069.1897 | 77919.6903 | 79988.8799 | 1.3614 | 0.19726 | 93.1077 | 25.7932 |  |  |  | 428.0803 | 431.6833 | 431.7828 | 428.3833 | 430.0973 | 431.2394 | 430.3327 | 429.4655 | 432.1256 | 436.1277 | 436.9203 | 440.2737 | 441.492 | 446.9179 | 453.8212 | 454.928 | 451.1354 | 451.5158 | 450.6192 | 451.7067 | 447.253 | 449.6944 | 454.1905 | 455.5036 | 455.3894 | 456.6196 | 460.3996 | 466.4483 | 469.3175 | 473.4088 | 472.5337 | 473.249 | 473.586 | 471.6416 | 470.0707 | 466.9439 | 467.065 | 461.7318 | 461.7799 | 465.569 | 464.5 | 468.1522 | 469.7887 | 476.9323 | 477.5208 | 482.3012 | 488.5177 | 489.2727 | 493.8674 | 491.7709 | 493.1982 | 495.5675 | 503.1253 | 509.7481 | 505.8873 | 506.2181 | 507.5157 | 507.0834 | 506.1472 | 510.6694 | 510.3578 | 510.7319 | 514.1588 | 510.4106 | 507.5805 | 355.6808 | 358.6745 | 358.7571 | 355.9326 | 357.3567 | 358.3056 | 357.5522 | 356.8318 | 359.0419 | 362.3671 | 363.0257 | 365.8119 | 366.8242 | 371.3324 | 377.0682 | 377.9879 | 374.8367 | 375.1527 | 374.4078 | 375.3114 | 371.6109 | 373.6394 | 377.3751 | 378.4661 | 378.3712 | 379.3934 | 382.5341 | 387.5598 | 389.9437 | 393.3431 | 392.6159 | 393.2103 | 393.4903 | 391.8748 | 390.5695 | 387.9716 | 388.0722 | 383.641 | 383.6809 | 386.8291 | 385.941 | 388.9755 | 390.3352 | 396.2707 | 396.7596 | 400.7315 | 405.8967 | 406.524 | 410.3416 | 408.5996 | 409.7855 | 411.7542 | 418.0338 | 423.5365 | 420.3286 | 420.6035 | 421.6816 | 421.3224 | 420.5445 | 424.302 | 424.043 | 424.3539 | 427.2012 | 424.0869 | 421.7354 | 72.3995 | 73.0089 | 73.0257 | 72.4508 | 72.7406 | 72.9338 | 72.7804 | 72.6338 | 73.0837 | 73.7605 | 73.8946 | 74.4617 | 74.6678 | 75.5854 | 76.753 | 76.9402 | 76.2987 | 76.3631 | 76.2114 | 76.3953 | 75.6421 | 76.055 | 76.8154 | 77.0375 | 77.0182 | 77.2263 | 77.8655 | 78.8885 | 79.3738 | 80.0657 | 79.9177 | 80.0387 | 80.0957 | 79.7669 | 79.5012 | 78.9724 | 78.9928 | 78.0909 | 78.099 | 78.7398 | 78.559 | 79.1767 | 79.4535 | 80.6616 | 80.7612 | 81.5697 | 82.621 | 82.7487 | 83.5258 | 83.1712 | 83.4126 | 83.8134 | 85.0916 | 86.2117 | 85.5587 | 85.6146 | 85.8341 | 85.761 | 85.6026 | 86.3675 | 86.3148 | 86.378 | 86.9576 | 86.3237 | 85.8451 | 98.5328 | 99.3622 | 99.3851 | 98.6026 | 98.9971 | 99.26 | 99.0513 | 98.8517 | 99.464 | 100.3851 | 100.5676 | 101.3394 | 101.6199 | 102.8687 | 104.4577 | 104.7125 | 103.8395 | 103.9271 | 103.7207 | 103.971 | 102.9459 | 103.5078 | 104.5427 | 104.845 | 104.8187 | 105.1018 | 105.9719 | 107.3641 | 108.0246 | 108.9663 | 108.7648 | 108.9295 | 109.0071 | 108.5595 | 108.1979 | 107.4782 | 107.5061 | 106.2785 | 106.2896 | 107.1617 | 106.9157 | 107.7563 | 108.133 | 109.7773 | 109.9127 | 111.0131 | 112.4439 | 0 | 0 | 0 | 0 | 0 | 0 | 0 | 0 | 0 | 0 | 0 | 0 | 0 | 0 | 0 | 0 | 0 | 0 | 20.0565 | 20.2254 | 20.23 | 20.0707 | 20.151 | 20.2046 | 20.1621 | 20.1214 | 20.2461 | 20.4336 | 20.4707 | 20.6278 | 20.6849 | 20.9391 | 21.2626 | 21.3144 | 21.1367 | 21.1546 | 21.1125 | 21.1635 | 20.9548 | 21.0692 | 21.2799 | 21.3414 | 21.336 | 21.3937 | 21.5708 | 21.8542 | 21.9886 | 22.1803 | 22.1393 | 22.1728 | 22.1886 | 22.0975 | 22.0239 | 21.8774 | 21.8831 | 21.6332 | 21.6355 | 21.813 | 21.7629 | 21.934 | 22.0107 | 22.3454 | 22.3729 | 22.5969 | 22.8882 | 0 | 0 | 0 | 0 | 0 | 0 | 0 | 0 | 0 | 0 | 0 | 0 | 0 | 0 | 0 | 0 | 0 | 0 | 2307.0382 | 2377.6377 | 2430.5057 | 2464.4201 | 2528.7144 | 2591.209 | 2642.6474 | 2695.3434 | 2771.703 | 2858.9148 | 2927.1209 | 3014.4777 | 3089.3214 | 3196.0889 | 3316.8572 | 3398.096 | 3443.9019 | 3522.6351 | 3592.9841 | 3680.8919 | 3724.7808 | 3827.5051 | 3950.8201 | 4049.4117 | 4137.4612 | 4239.9085 | 4369.0576 | 4523.8399 | 4651.8033 | 4795.5877 | 4892.0301 | 5007.2237 | 5121.0268 | 5212.2013 | 5309.1271 | 5389.8363 | 5509.8416 | 5566.7598 | 5689.821 | 5862.7106 | 5977.933 | 6157.4847 | 6314.9463 | 6552.0132 | 6704.4201 | 6920.5106 | 7163.9247 | 0 | 0 | 0 | 0 | 0 | 0 | 0 | 0 | 0 | 0 | 0 | 0 | 0 | 0 | 0 | 0 | 0 | 0 | 86876.376 | 89534.9494 | 91525.8036 | 92802.9246 | 95224.0613 | 97577.4278 | 99514.4467 | 101498.8254 | 104374.3062 | 107658.4497 | 110226.8959 | 113516.4984 | 116334.8953 | 120355.4531 | 124903.2367 | 127962.453 | 129687.3727 | 132652.235 | 135301.375 | 138611.7295 | 140264.4562 | 144132.7575 | 148776.4428 | 152489.115 | 155804.8046 | 159662.6758 | 164526.0559 | 170354.7094 | 175173.4406 | 180587.9441 | 184219.6869 | 188557.5431 | 192843.0389 | 196276.407 | 199926.3508 | 202965.6254 | 207484.6779 | 209628.0502 | 214262.1816 | 220772.7036 | 225111.6432 | 231873.0396 | 237802.5866 | 246729.8396 | 252469.0448 | 260606.3843 | 269772.6566 | 0 | 0 | 0 | 0 | 0 | 0 | 0 | 0 | 0 | 0 | 0 | 0 | 0 | 0 | 0 | 0 | 0 | 0 | 89183.4142 | 91912.5871 | 93956.3093 | 95267.3447 | 97752.7758 | 100168.6368 | 102157.094 | 104194.1688 | 107146.0092 | 110517.3644 | 113154.0169 | 116530.9761 | 119424.2167 | 123551.5421 | 128220.0939 | 131360.549 | 133131.2746 | 136174.8701 | 138894.3591 | 142292.6215 | 143989.2369 | 147960.2626 | 152727.2629 | 156538.5267 | 159942.2658 | 163902.5843 | 168895.1135 | 174878.5493 | 179825.2439 | 185383.5318 | 189111.717 | 193564.7668 | 197964.0657 | 201488.6083 | 205235.4779 | 208355.4617 | 212994.5195 | 215194.8099 | 219952.0026 | 226635.4142 | 231089.5761 | 238030.5243 | 244117.5329 | 253281.8527 | 259173.4649 | 267526.8949 | 276936.5813 | 0 | 0 | 0 | 0 | 0 | 0 | 0 | 0 | 0 | 0 | 0 | 0 | 0 | 0 | 0 | 0 | 0 | 0
Note on P3: Andy Eiden: Only count one feeder backup value per feeder
Note on AG47: Andy Eiden: De-rated by 50% because of substation size limitations.
Note on AH47: Andy Eiden: De-rated by 50% because of substation size limitations.

## Baseline scaling factors
Mitigation Scenario - line miles UG/OH
Project Type - Phase | 1 | 2 | 3 | 4 | 5 | 6 | 7 | 8 | 9 | 10
OH-1PH | 19.95 | 19.95 | 19.95 | 19.95 | 19.95 | 19.95 | 19.95 | 19.95 | 19.95 | 19.95
OH-3PH | 51.32 | 51.32 | 51.32 | 51.32 | 51.32 | 51.32 | 51.32 | 51.32 | 51.32 | 51.32
UG-1PH | 49.6 | 49.6 | 49.6 | 49.6 | 49.6 | 49.6 | 49.6 | 49.6 | 49.6 | 49.6
| 120.87 | 120.87 | 120.87 | 120.87 | 120.87 | 120.87 | 120.87 | 120.87 | 120.87 | 120.87
Total storm restoration cost (OH remaining at risk*avg storm per mile escalated)+((Mitigation at baseline pace*avg storm cost per mile escalated*(1-effectiveness))
Baseline Scenario
Project Type - Phase | 1 | 2 | 3 | 4 | 5 | 6 | 7 | 8 | 9 | 10
OH-1PH | 48666.9287 | 48421.8903 | 47509.9874 | 45979.7617 | 43876.7722 | 41243.7632 | 38120.8243 | 34545.5412 | 30553.1387 | 26176.6155
OH-3PH | 125192.3199 | 124561.9754 | 122216.168 | 118279.7681 | 112869.9724 | 106096.7382 | 98063.1931 | 88866.0238 | 78595.8435 | 67337.5392
UG-1PH | 119932.7692 | 118101.0443 | 114463.9756 | 109152.9759 | 102291.3827 | 93994.9141 | 84372.1011 | 73524.6965 | 61548.0608 | 48531.5288
Mitigation Scenario
Project Type - Phase | 1 | 2 | 3 | 4 | 5 | 6 | 7 | 8 | 9 | 10
OH-1PH | 5348.0141 | 5876.6883 | 6405.3625 | 6934.0367 | 7462.7109 | 7991.3851 | 8520.0592 | 9048.7334 | 9577.4076 | 10106.0818
OH-3PH | 13757.3978 | 15117.3757 | 16477.3536 | 17837.3315 | 19197.3094 | 20557.2873 | 21917.2652 | 23277.2431 | 24637.221 | 25997.1989
UG-1PH | 2659.2632 | 2922.1428 | 3185.0224 | 3447.902 | 3710.7816 | 3973.6611 | 4236.5407 | 4499.4203 | 4762.2999 | 5025.1795
Escalate the costs per mile with Handy-Whitman 10-yr average for North Atlantic Distribution Plant costs. This reduces the amount of miles treated with the baseline spending
Project Type - Phase | 1 | 2 | 3 | 4 | 5 | 6 | 7 | 8 | 9 | 10
OH-1PH | 502821.604 | 537570.2227 | 574720.2229 | 614437.5574 | 656899.6478 | 702296.1765 | 750829.9345 | 802717.7271 | 858191.3423 | 917498.5866
OH-3PH | 703872.233 | 752514.908 | 804519.1444 | 860117.2507 | 919557.5892 | 983105.6862 | 1051045.4173 | 1123680.2766 | 1201334.7312 | 1284355.6718
UG-1PH | 601670.6048 | 643250.4062 | 687703.6733 | 735228.9836 | 786038.6373 | 840359.6065 | 898434.5486 | 960522.8902 | 1026901.9865 | 1097868.3596
Baseline annual CAPEX investment adjusted for inflation
Project Type - Phase | 1 | 2 | 3 | 4 | 5 | 6 | 7 | 8 | 9 | 10
OH-1PH | 1003129.1 | 1025197.9402 | 1047752.2949 | 1070802.8454 | 1094360.508 | 1118436.4391 | 1143042.0408 | 1168188.9657 | 1193889.1229 | 1220154.6837
OH-3PH | 3612272.3 | 3691742.2906 | 3772960.621 | 3855965.7547 | 3940797.0013 | 4027494.5353 | 4116099.4151 | 4206653.6022 | 4299199.9814 | 4393782.381
UG-1PH | 2984286.2 | 3049940.4964 | 3117039.1873 | 3185614.0494 | 3255697.5585 | 3327322.9048 | 3400524.0087 | 3475335.5369 | 3551792.9187 | 3629932.3629
Determine the number of cumulative line miles treated in each baseline year, assuming a fixed CAPEX budget
Project Type - Phase | 1 | 2 | 3 | 4 | 5 | 6 | 7 | 8 | 9 | 10
OH-1PH | 1.995 | 3.9021 | 5.7252 | 7.4679 | 9.1338 | 10.7264 | 12.2488 | 13.7041 | 15.0952 | 16.4251
OH-3PH | 5.132 | 10.0379 | 14.7276 | 19.2107 | 23.4962 | 27.5929 | 31.5091 | 35.2527 | 38.8314 | 42.2524
UG-1PH | 4.96 | 9.7015 | 14.234 | 18.5668 | 22.7087 | 26.6681 | 30.4531 | 34.0712 | 37.53 | 40.8363
Total Annual Inc. Miles | 12.087 | 23.6414 | 34.6867 | 45.2454 | 55.3387 | 64.9874 | 74.2109 | 83.028 | 91.4566 | 99.5138
Remaining at Risk (defined as the number of line miles left untreated in the baseline scenario by year compared to the mitigation case.)
Project Type - Phase | 1 | 2 | 3 | 4 | 5 | 6 | 7 | 8 | 9 | 10
OH-1PH | 17.955 | 16.0479 | 14.2248 | 12.4821 | 10.8162 | 9.2236 | 7.7012 | 6.2459 | 4.8548 | 3.5249
OH-3PH | 46.188 | 41.2821 | 36.5924 | 32.1093 | 27.8238 | 23.7271 | 19.8109 | 16.0673 | 12.4886 | 9.0676
UG-1PH | 44.64 | 39.8985 | 35.366 | 31.0332 | 26.8913 | 22.9319 | 19.1469 | 15.5288 | 12.07 | 8.7637
Total Annual Inc. Miles | 108.783 | 97.2286 | 86.1833 | 75.6246 | 65.5313 | 55.8826 | 46.6591 | 37.842 | 29.4134 | 21.3562
Reliability ramping factors - defined as the percentage of the miles either mitigated or left at risk in the Baseline Scenario
Baseline Mitigated percent
Project Type - Phase | 1 | 2 | 3 | 4 | 5 | 6 | 7 | 8 | 9 | 10
OH-1PH | 10% | 19.56% | 28.7% | 37.43% | 45.78% | 53.77% | 61.4% | 68.69% | 75.67% | 82.33%
OH-3PH | 10% | 19.56% | 28.7% | 37.43% | 45.78% | 53.77% | 61.4% | 68.69% | 75.67% | 82.33%
UG-1PH | 10% | 19.56% | 28.7% | 37.43% | 45.78% | 53.77% | 61.4% | 68.69% | 75.67% | 82.33%
Baseline Remaining At Risk percent
Project Type - Phase | 1 | 2 | 3 | 4 | 5 | 6 | 7 | 8 | 9 | 10
OH-1PH | 90% | 80.44% | 71.3% | 62.57% | 54.22% | 46.23% | 38.6% | 31.31% | 24.33% | 17.67%
OH-3PH | 90% | 80.44% | 71.3% | 62.57% | 54.22% | 46.23% | 38.6% | 31.31% | 24.33% | 17.67%
UG-1PH | 90% | 80.44% | 71.3% | 62.57% | 54.22% | 46.23% | 38.6% | 31.31% | 24.33% | 17.67%
QAQC check | 100% | 100% | 100% | 100% | 100% | 100% | 100% | 100% | 100% | 100%
Baseline non-storm related costs
Project Type - Phase | 1 | 2 | 3 | 4 | 5 | 6 | 7 | 8 | 9 | 10
OH-1PH | 7329.9045 | 6783.8427 | 6261.8415 | 5762.8409 | 5285.8274 | 4829.8321 | 4393.9291 | 3977.2328 | 3578.8972 | 3198.1131 | OH | 1PH
OH-3PH | 82617.4965 | 76462.6738 | 70579.0463 | 64954.6646 | 59578.1057 | 54438.4499 | 49525.2589 | 44828.554 | 40338.7965 | 36046.8676 | OH | 3PH
UG-1PH | 22138.118 | 20255.5027 | 18455.8397 | 16735.4738 | 15090.9111 | 13518.8115 | 12015.9821 | 10579.3708 | 9206.0597 | 7893.2598 | UG | 1PH
Total | 112085.5189 | 103502.0192 | 95296.7275 | 87452.9793 | 79954.8442 | 72787.0936 | 65935.1701 | 59385.1577 | 53123.7534 | 47138.2405
Mitigation Case non-storm related costs
Project Type - Phase | 1 | 2 | 3 | 4 | 5 | 6 | 7 | 8 | 9 | 10
OH-1PH | 2188.8203 | 2188.8203 | 2188.8203 | 2188.8203 | 2188.8203 | 2188.8203 | 2188.8203 | 2188.8203 | 2188.8203 | 2188.8203 | OH | 1PH
OH-3PH | 24670.833 | 24670.833 | 24670.833 | 24670.833 | 24670.833 | 24670.833 | 24670.833 | 24670.833 | 24670.833 | 24670.833 | OH | 3PH
UG-1PH | 4413.5988 | 4413.5988 | 4413.5988 | 4413.5988 | 4413.5988 | 4413.5988 | 4413.5988 | 4413.5988 | 4413.5988 | 4413.5988 | UG | 1PH
Total | 31273.252 | 31273.252 | 31273.252 | 31273.252 | 31273.252 | 31273.252 | 31273.252 | 31273.252 | 31273.252 | 31273.252
Note on v2.0 updated BCA model - the new baseline mitigation and miles treated calculations are on "mitigated line miles" tab, in order to accomodate the full future Rhizome annual storm prediction outputs.

## Mitigated line miles_storm cost
|  | 1 | 2 | 3 | 4 | 5 | 6 | 7 | 8 | 9 | 10 | 11 | 12 | 13 | 14 | 15 | 16 | 17 | 18 | 19 | 20 | 21 | 22 | 23 | 24 | 25 | 26 | 27 | 28 | 29 | 30 | 31 | 32 | 33 | 34 | 35 | 36 | 37 | 38 | 39 | 40 | 41 | 42 | 43 | 44 | 45 | 46 | 47 | 48 | 49 | 50 | 51 | 52 | 53 | 54 | 55 | 56
Baseline Scenario - Treated
| Project Type - Phase | 2028 | 2029 | 2030 | 2031 | 2032 | 2033 | 2034 | 2035 | 2036 | 2037 | 2038 | 2039 | 2040 | 2041 | 2042 | 2043 | 2044 | 2045 | 2046 | 2047 | 2048 | 2049 | 2050 | 2051 | 2052 | 2053 | 2054 | 2055 | 2056 | 2057 | 2058 | 2059 | 2060 | 2061 | 2062 | 2063 | 2064 | 2065 | 2066 | 2067 | 2068 | 2069 | 2070 | 2071 | 2072 | 2073 | 2074 | 2075 | 2076 | 2077 | 2078 | 2079 | 2080 | 2081 | 2082 | 2083
| OH-1PH | 1.995 | 3.9021 | 5.7252 | 7.4679 | 9.1338 | 10.7264 | 12.2488 | 13.7041 | 15.0952 | 16.4251 | 16.4251 | 16.4251 | 16.4251 | 16.4251 | 16.4251 | 16.4251 | 16.4251 | 16.4251 | 16.4251 | 16.4251 | 16.4251 | 16.4251 | 16.4251 | 16.4251 | 16.4251 | 16.4251 | 16.4251 | 16.4251 | 16.4251 | 16.4251 | 16.4251 | 16.4251 | 16.4251 | 16.4251 | 16.4251 | 16.4251 | 16.4251 | 16.4251 | 16.4251 | 16.4251 | 16.4251 | 16.4251 | 16.4251 | 16.4251 | 16.4251 | 16.4251 | 16.4251 | 16.4251 | 16.4251 | 16.4251 | 16.4251 | 16.4251 | 16.4251 | 16.4251 | 16.4251 | 16.4251
| OH-3PH | 5.132 | 10.0379 | 14.7276 | 19.2107 | 23.4962 | 27.5929 | 31.5091 | 35.2527 | 38.8314 | 42.2524 | 42.2524 | 42.2524 | 42.2524 | 42.2524 | 42.2524 | 42.2524 | 42.2524 | 42.2524 | 42.2524 | 42.2524 | 42.2524 | 42.2524 | 42.2524 | 42.2524 | 42.2524 | 42.2524 | 42.2524 | 42.2524 | 42.2524 | 42.2524 | 42.2524 | 42.2524 | 42.2524 | 42.2524 | 42.2524 | 42.2524 | 42.2524 | 42.2524 | 42.2524 | 42.2524 | 42.2524 | 42.2524 | 42.2524 | 42.2524 | 42.2524 | 42.2524 | 42.2524 | 42.2524 | 42.2524 | 42.2524 | 42.2524 | 42.2524 | 42.2524 | 42.2524 | 42.2524 | 42.2524
| UG-1PH | 4.96 | 9.7015 | 14.234 | 18.5668 | 22.7087 | 26.6681 | 30.4531 | 34.0712 | 37.53 | 40.8363 | 40.8363 | 40.8363 | 40.8363 | 40.8363 | 40.8363 | 40.8363 | 40.8363 | 40.8363 | 40.8363 | 40.8363 | 40.8363 | 40.8363 | 40.8363 | 40.8363 | 40.8363 | 40.8363 | 40.8363 | 40.8363 | 40.8363 | 40.8363 | 40.8363 | 40.8363 | 40.8363 | 40.8363 | 40.8363 | 40.8363 | 40.8363 | 40.8363 | 40.8363 | 40.8363 | 40.8363 | 40.8363 | 40.8363 | 40.8363 | 40.8363 | 40.8363 | 40.8363 | 40.8363 | 40.8363 | 40.8363 | 40.8363 | 40.8363 | 40.8363 | 40.8363 | 40.8363 | 40.8363
| Total | 12.087 | 23.6414 | 34.6867 | 45.2454 | 55.3387 | 64.9874 | 74.2109 | 83.028 | 91.4566 | 99.5138 | 99.5138 | 99.5138 | 99.5138 | 99.5138 | 99.5138 | 99.5138 | 99.5138 | 99.5138 | 99.5138 | 99.5138 | 99.5138 | 99.5138 | 99.5138 | 99.5138 | 99.5138 | 99.5138 | 99.5138 | 99.5138 | 99.5138 | 99.5138 | 99.5138 | 99.5138 | 99.5138 | 99.5138 | 99.5138 | 99.5138 | 99.5138 | 99.5138 | 99.5138 | 99.5138 | 99.5138 | 99.5138 | 99.5138 | 99.5138 | 99.5138 | 99.5138 | 99.5138 | 99.5138 | 99.5138 | 99.5138 | 99.5138 | 99.5138 | 99.5138 | 99.5138 | 99.5138 | 99.5138
Baseline Scenario - Remaining at risk
| Project Type - Phase | 2028 | 2029 | 2030 | 2031 | 2032 | 2033 | 2034 | 2035 | 2036 | 2037 | 2038 | 2039 | 2040 | 2041 | 2042 | 2043 | 2044 | 2045 | 2046 | 2047 | 2048 | 2049 | 2050 | 2051 | 2052 | 2053 | 2054 | 2055 | 2056 | 2057 | 2058 | 2059 | 2060 | 2061 | 2062 | 2063 | 2064 | 2065 | 2066 | 2067 | 2068 | 2069 | 2070 | 2071 | 2072 | 2073 | 2074 | 2075 | 2076 | 2077 | 2078 | 2079 | 2080 | 2081 | 2082 | 2083
| OH-1PH | 17.955 | 16.0479 | 14.2248 | 12.4821 | 10.8162 | 9.2236 | 7.7012 | 6.2459 | 4.8548 | 3.5249 | 3.5249 | 3.5249 | 3.5249 | 3.5249 | 3.5249 | 3.5249 | 3.5249 | 3.5249 | 3.5249 | 3.5249 | 3.5249 | 3.5249 | 3.5249 | 3.5249 | 3.5249 | 3.5249 | 3.5249 | 3.5249 | 3.5249 | 3.5249 | 3.5249 | 3.5249 | 3.5249 | 3.5249 | 3.5249 | 3.5249 | 3.5249 | 3.5249 | 3.5249 | 3.5249 | 3.5249 | 3.5249 | 3.5249 | 3.5249 | 3.5249 | 3.5249 | 3.5249 | 3.5249 | 3.5249 | 3.5249 | 3.5249 | 3.5249 | 3.5249 | 3.5249 | 3.5249 | 3.5249
| OH-3PH | 46.188 | 41.2821 | 36.5924 | 32.1093 | 27.8238 | 23.7271 | 19.8109 | 16.0673 | 12.4886 | 9.0676 | 9.0676 | 9.0676 | 9.0676 | 9.0676 | 9.0676 | 9.0676 | 9.0676 | 9.0676 | 9.0676 | 9.0676 | 9.0676 | 9.0676 | 9.0676 | 9.0676 | 9.0676 | 9.0676 | 9.0676 | 9.0676 | 9.0676 | 9.0676 | 9.0676 | 9.0676 | 9.0676 | 9.0676 | 9.0676 | 9.0676 | 9.0676 | 9.0676 | 9.0676 | 9.0676 | 9.0676 | 9.0676 | 9.0676 | 9.0676 | 9.0676 | 9.0676 | 9.0676 | 9.0676 | 9.0676 | 9.0676 | 9.0676 | 9.0676 | 9.0676 | 9.0676 | 9.0676 | 9.0676
| UG-1PH | 44.64 | 39.8985 | 35.366 | 31.0332 | 26.8913 | 22.9319 | 19.1469 | 15.5288 | 12.07 | 8.7637 | 8.7637 | 8.7637 | 8.7637 | 8.7637 | 8.7637 | 8.7637 | 8.7637 | 8.7637 | 8.7637 | 8.7637 | 8.7637 | 8.7637 | 8.7637 | 8.7637 | 8.7637 | 8.7637 | 8.7637 | 8.7637 | 8.7637 | 8.7637 | 8.7637 | 8.7637 | 8.7637 | 8.7637 | 8.7637 | 8.7637 | 8.7637 | 8.7637 | 8.7637 | 8.7637 | 8.7637 | 8.7637 | 8.7637 | 8.7637 | 8.7637 | 8.7637 | 8.7637 | 8.7637 | 8.7637 | 8.7637 | 8.7637 | 8.7637 | 8.7637 | 8.7637 | 8.7637 | 8.7637
| Total | 108.783 | 97.2286 | 86.1833 | 75.6246 | 65.5313 | 55.8826 | 46.6591 | 37.842 | 29.4134 | 21.3562 | 21.3562 | 21.3562 | 21.3562 | 21.3562 | 21.3562 | 21.3562 | 21.3562 | 21.3562 | 21.3562 | 21.3562 | 21.3562 | 21.3562 | 21.3562 | 21.3562 | 21.3562 | 21.3562 | 21.3562 | 21.3562 | 21.3562 | 21.3562 | 21.3562 | 21.3562 | 21.3562 | 21.3562 | 21.3562 | 21.3562 | 21.3562 | 21.3562 | 21.3562 | 21.3562 | 21.3562 | 21.3562 | 21.3562 | 21.3562 | 21.3562 | 21.3562 | 21.3562 | 21.3562 | 21.3562 | 21.3562 | 21.3562 | 21.3562 | 21.3562 | 21.3562 | 21.3562 | 21.3562
| Total QC sumcheck | 120.87 | 120.87 | 120.87 | 120.87 | 120.87 | 120.87 | 120.87 | 120.87 | 120.87 | 120.87 | 120.87 | 120.87 | 120.87 | 120.87 | 120.87 | 120.87 | 120.87 | 120.87 | 120.87 | 120.87 | 120.87 | 120.87 | 120.87 | 120.87 | 120.87 | 120.87 | 120.87 | 120.87 | 120.87 | 120.87 | 120.87 | 120.87 | 120.87 | 120.87 | 120.87 | 120.87 | 120.87 | 120.87 | 120.87 | 120.87 | 120.87 | 120.87 | 120.87 | 120.87 | 120.87 | 120.87 | 120.87 | 120.87 | 120.87 | 120.87 | 120.87 | 120.87 | 120.87 | 120.87 | 120.87 | 120.87
Mitigation Scenario - miles treated
| Project Type - Phase | 2028 | 2029 | 2030 | 2031 | 2032 | 2033 | 2034 | 2035 | 2036 | 2037 | 2038 | 2039 | 2040 | 2041 | 2042 | 2043 | 2044 | 2045 | 2046 | 2047 | 2048 | 2049 | 2050 | 2051 | 2052 | 2053 | 2054 | 2055 | 2056 | 2057 | 2058 | 2059 | 2060 | 2061 | 2062 | 2063 | 2064 | 2065 | 2066 | 2067 | 2068 | 2069 | 2070 | 2071 | 2072 | 2073 | 2074 | 2075 | 2076 | 2077 | 2078 | 2079 | 2080 | 2081 | 2082 | 2083
| OH-1PH | 19.95 | 19.95 | 19.95 | 19.95 | 19.95 | 19.95 | 19.95 | 19.95 | 19.95 | 19.95 | 19.95 | 19.95 | 19.95 | 19.95 | 19.95 | 19.95 | 19.95 | 19.95 | 19.95 | 19.95 | 19.95 | 19.95 | 19.95 | 19.95 | 19.95 | 19.95 | 19.95 | 19.95 | 19.95 | 19.95 | 19.95 | 19.95 | 19.95 | 19.95 | 19.95 | 19.95 | 19.95 | 19.95 | 19.95 | 19.95 | 19.95 | 19.95 | 19.95 | 19.95 | 19.95 | 19.95 | 19.95
| OH-3PH | 51.32 | 51.32 | 51.32 | 51.32 | 51.32 | 51.32 | 51.32 | 51.32 | 51.32 | 51.32 | 51.32 | 51.32 | 51.32 | 51.32 | 51.32 | 51.32 | 51.32 | 51.32 | 51.32 | 51.32 | 51.32 | 51.32 | 51.32 | 51.32 | 51.32 | 51.32 | 51.32 | 51.32 | 51.32 | 51.32 | 51.32 | 51.32 | 51.32 | 51.32 | 51.32 | 51.32 | 51.32 | 51.32 | 51.32 | 51.32 | 51.32 | 51.32 | 51.32 | 51.32 | 51.32 | 51.32 | 51.32
| UG-1PH | 49.6 | 49.6 | 49.6 | 49.6 | 49.6 | 49.6 | 49.6 | 49.6 | 49.6 | 49.6 | 49.6 | 49.6 | 49.6 | 49.6 | 49.6 | 49.6 | 49.6 | 49.6 | 49.6 | 49.6 | 49.6 | 49.6 | 49.6 | 49.6 | 49.6 | 49.6 | 49.6 | 49.6 | 49.6 | 49.6 | 49.6 | 49.6 | 49.6 | 49.6 | 49.6 | 49.6 | 49.6 | 49.6 | 49.6 | 49.6 | 49.6 | 49.6 | 49.6 | 49.6 | 49.6 | 49.6 | 49.6 | 49.6 | 49.6 | 49.6 | 49.6 | 49.6 | 49.6 | 49.6 | 49.6 | 49.6
| Total | 120.87 | 120.87 | 120.87 | 120.87 | 120.87 | 120.87 | 120.87 | 120.87 | 120.87 | 120.87 | 120.87 | 120.87 | 120.87 | 120.87 | 120.87 | 120.87 | 120.87 | 120.87 | 120.87 | 120.87 | 120.87 | 120.87 | 120.87 | 120.87 | 120.87 | 120.87 | 120.87 | 120.87 | 120.87 | 120.87 | 120.87 | 120.87 | 120.87 | 120.87 | 120.87 | 120.87 | 120.87 | 120.87 | 120.87 | 120.87 | 120.87 | 120.87 | 120.87 | 120.87 | 120.87 | 120.87 | 120.87 | 49.6 | 49.6 | 49.6 | 49.6 | 49.6 | 49.6 | 49.6 | 49.6 | 49.6
With Average Historical Cost method
Storm Costs
| Baseline - treated | 1 | 2 | 3 | 4 | 5 | 6 | 7 | 8 | 9 | 10 | 11 | 12 | 13 | 14 | 15 | 16 | 17 | 18 | 19 | 20 | 21 | 22 | 23 | 24 | 25 | 26 | 27 | 28 | 29 | 30 | 31 | 32 | 33 | 34 | 35 | 36 | 37 | 38 | 39 | 40 | 41 | 42 | 43 | 44 | 45 | 46 | 47 | 48 | 49 | 50 | 51 | 52 | 53 | 54 | 55 | 56 | 57 | 58 | 59
| Project Type - Phase | 2028 | 2029 | 2030 | 2031 | 2032 | 2033 | 2034 | 2035 | 2036 | 2037 | 2038 | 2039 | 2040 | 2041 | 2042 | 2043 | 2044 | 2045 | 2046 | 2047 | 2048 | 2049 | 2050 | 2051 | 2052 | 2053 | 2054 | 2055 | 2056 | 2057 | 2058 | 2059 | 2060 | 2061 | 2062 | 2063 | 2064 | 2065 | 2066 | 2067 | 2068 | 2069 | 2070 | 2071 | 2072 | 2073 | 2074 | 2075 | 2076 | 2077 | 2078 | 2079 | 2080 | 2081 | 2082 | 2083 | 2084 | 2085 | 2086
| OH-1PH | 493.6194 | 986.7296 | 1479.5812 | 1972.4244 | 2465.5089 | 2959.0841 | 3453.3994 | 3948.7041 | 4445.2476 | 4943.2798 | 5052.0319 | 5163.1766 | 5276.7665 | 5392.8554 | 5511.4982 | 5632.7512 | 5756.6717 | 5883.3185 | 6012.7515 | 6145.032 | 6280.2227 | 6418.3876 | 6559.5921 | 6703.9032 | 6851.389 | 7002.1196 | 7156.1662 | 7313.6019 | 7474.5011 | 7638.9401 | 7806.9968 | 7978.7507 | 8154.2833 | 8333.6775 | 8517.0184 | 8704.3928 | 8895.8894 | 9091.599 | 9291.6142 | 9496.0297 | 9704.9424 | 9918.4511 | 10136.657 | 10359.6635 | 10587.5761 | 10820.5027 | 11058.5538 | 11301.842 | 11550.4825 | 11804.5931 | 12064.2942 | 12329.7086 | 12600.9622 | 12878.1834 | 13161.5034 | 13451.0565
| OH-3PH | 1269.8019 | 2538.2939 | 3806.1208 | 5073.9259 | 6342.3516 | 7612.0398 | 8883.6318 | 10157.7691 | 11435.0932 | 12716.2465 | 12996.0039 | 13281.916 | 13574.1182 | 13872.7488 | 14177.9492 | 14489.8641 | 14808.6411 | 15134.4312 | 15467.3887 | 15807.6713 | 16155.4401 | 16510.8597 | 16874.0986 | 17245.3288 | 17624.7261 | 18012.47 | 18408.7444 | 18813.7367 | 19227.6389 | 19650.647 | 20082.9612 | 20524.7864 | 20976.3317 | 21437.811 | 21909.4428 | 22391.4506 | 22884.0625 | 23387.5119 | 23902.0371 | 24427.8819 | 24965.2953 | 25514.5318 | 26075.8515 | 26649.5203 | 27235.8097 | 27834.9975 | 28447.3675 | 29073.2096 | 29712.8202 | 30366.5022 | 31034.5653 | 31717.3257 | 32415.1069 | 33128.2392 | 33857.0605 | 34601.9158
| UG-1PH | 245.4489 | 490.6445 | 735.7116 | 980.7744 | 1225.9573 | 1471.3842 | 1717.179 | 1963.4659 | 2210.3688 | 2458.0118 | 2512.0881 | 2567.354 | 2623.8358 | 2681.5602 | 2740.5545 | 2800.8467 | 2862.4653 | 2925.4396 | 2989.7992 | 3055.5748 | 3122.7975 | 3191.499 | 3261.712 | 3333.4696 | 3406.806 | 3481.7557 | 3558.3543 | 3636.6381 | 3716.6442 | 3798.4103 | 3881.9754 | 3967.3788 | 4054.6612 | 4143.8637 | 4235.0287 | 4328.1993 | 4423.4197 | 4520.7349 | 4620.1911 | 4721.8353 | 4825.7157 | 4931.8814 | 5040.3828 | 5151.2713 | 5264.5992 | 5380.4204 | 5498.7897 | 5619.763 | 5743.3978 | 5869.7526 | 5998.8871 | 6130.8626 | 6265.7416 | 6403.5879 | 6544.4669 | 6688.4451 | 6835.5909 | 6985.9739 | 7139.6654
| Total | 2008.8702 | 4015.6681 | 6021.4136 | 8027.1247 | 10033.8178 | 12042.5081 | 14054.2102 | 16069.939 | 18090.7096 | 20117.5381 | 20560.1239 | 21012.4466 | 21474.7205 | 21947.1643 | 22430.0019 | 22923.462 | 23427.7781 | 23943.1893 | 24469.9394 | 25008.2781 | 25558.4602 | 26120.7463 | 26695.4027 | 27282.7016 | 27882.921 | 28496.3453 | 29123.2649 | 29763.9767 | 30418.7842 | 31087.9975 | 31771.9334 | 32470.916 | 33185.2761 | 33915.3522 | 34661.4899 | 35424.0427 | 36203.3716 | 36999.8458 | 37813.8424 | 38645.747 | 39495.9534 | 40364.8644 | 41252.8914 | 42160.455 | 43087.985 | 44035.9207 | 45004.7109 | 45994.8146 | 47006.7005 | 48040.8479 | 49097.7466 | 50177.897 | 51281.8107 | 52410.0105 | 53563.0308 | 54741.4175 | 6835.5909 | 6985.9739 | 7139.6654
Baseline - remaining at risk
| Project Type - Phase | 2028 | 2029 | 2030 | 2031 | 2032 | 2033 | 2034 | 2035 | 2036 | 2037 | 2038 | 2039 | 2040 | 2041 | 2042 | 2043 | 2044 | 2045 | 2046 | 2047 | 2048 | 2049 | 2050 | 2051 | 2052 | 2053 | 2054 | 2055 | 2056 | 2057 | 2058 | 2059 | 2060 | 2061 | 2062 | 2063 | 2064 | 2065 | 2066 | 2067 | 2068 | 2069 | 2070 | 2071 | 2072 | 2073 | 2074 | 2075 | 2076 | 2077 | 2078 | 2079 | 2080 | 2081 | 2082 | 2083 | 2084 | 2085 | 2086
| OH-1PH | 44425.7479 | 40580.6086 | 36761.9462 | 32967.7852 | 29196.1654 | 25445.1409 | 21712.7796 | 17997.1615 | 14296.3783 | 10608.5318 | 10841.9195 | 11080.4417 | 11324.2114 | 11573.3441 | 11827.9576 | 12088.1727 | 12354.1125 | 12625.903 | 12903.6728 | 13187.5536 | 13477.6798 | 13774.1888 | 14077.2209 | 14386.9198 | 14703.432 | 15026.9075 | 15357.4995 | 15695.3645 | 16040.6625 | 16393.5571 | 16754.2153 | 17122.8081 | 17499.5099 | 17884.4991 | 18277.9581 | 18680.0731 | 19091.0347 | 19511.0375 | 19940.2803 | 20378.9665 | 20827.3038 | 21285.5044 | 21753.7855 | 22232.3688 | 22721.4809 | 23221.3535 | 23732.2233 | 24254.3322 | 24787.9275 | 25333.2619 | 25890.5937 | 26460.1867 | 27042.3109 | 27637.2417 | 28245.261 | 28866.6567
| OH-3PH | 114282.1744 | 104390.8186 | 94567.5729 | 84807.3552 | 75105.1231 | 65455.8713 | 55854.6291 | 46296.4576 | 36776.4477 | 27289.7168 | 27890.0906 | 28503.6726 | 29130.7534 | 29771.6299 | 30426.6058 | 31095.9911 | 31780.1029 | 32479.2652 | 33193.809 | 33924.0728 | 34670.4024 | 35433.1513 | 36212.6806 | 37009.3596 | 37823.5655 | 38655.6839 | 39506.109 | 40375.2434 | 41263.4987 | 42171.2957 | 43099.0642 | 44047.2436 | 45016.283 | 46006.6412 | 47018.7873 | 48053.2007 | 49110.3711 | 50190.7992 | 51294.9968 | 52423.4867 | 53576.8035 | 54755.4931 | 55960.114 | 57191.2365 | 58449.4437 | 59735.3314 | 61049.5087 | 62392.5979 | 63765.2351 | 65168.0703 | 66601.7678 | 68067.0067 | 69564.4808 | 71094.8994 | 72658.9872 | 74257.4849
| UG-1PH | 110451.9847 | 100892.1396 | 91398.1219 | 81965.0199 | 72587.96 | 63262.1048 | 53982.6501 | 44744.8227 | 35543.8778 | 26375.0965 | 26955.3487 | 27548.3663 | 28154.4304 | 28773.8279 | 29406.8521 | 30053.8028 | 30714.9865 | 31390.7162 | 32081.3119 | 32787.1008 | 33508.417 | 34245.6022 | 34999.0054 | 35768.9836 | 36555.9012 | 37360.131 | 38182.0539 | 39022.0591 | 39880.5444 | 40757.9164 | 41654.5905 | 42570.9915 | 43507.5533 | 44464.7195 | 45442.9433 | 46442.6881 | 47464.4272 | 48508.6446 | 49575.8348 | 50666.5032 | 51781.1662 | 52920.3519 | 54084.5996 | 55274.4608 | 56490.499 | 57733.2899 | 59003.4223 | 60301.4976 | 61628.1306 | 62983.9494 | 64369.5963 | 65785.7274 | 67233.0134 | 68712.1397 | 70223.8068 | 71768.7306 | 73347.6426 | 74961.2908 | 76610.4392
| Total | 269159.907 | 245863.5667 | 222727.6411 | 199740.1603 | 176889.2484 | 154163.117 | 131550.0587 | 109038.4418 | 86616.7037 | 64273.3451 | 65687.3587 | 67132.4806 | 68609.3952 | 70118.8019 | 71661.4155 | 73237.9666 | 74849.2019 | 76495.8844 | 78178.7938 | 79898.7273 | 81656.4993 | 83452.9423 | 85288.907 | 87165.2629 | 89082.8987 | 91042.7225 | 93045.6624 | 95092.667 | 97184.7056 | 99322.7692 | 101507.8701 | 103741.0432 | 106023.3462 | 108355.8598 | 110739.6887 | 113175.9619 | 115665.833 | 118210.4814 | 120811.1119 | 123468.9564 | 126185.2734 | 128961.3495 | 131798.4992 | 134698.0661 | 137661.4236 | 140689.9749 | 143785.1544 | 146948.4278 | 150181.2932 | 153485.2816 | 156861.9578 | 160312.9209 | 163839.8051 | 167444.2808 | 171128.055 | 174892.8722 | 73347.6426 | 74961.2908 | 76610.4392
Baseline - Total
| Project Type - Phase | 2028 | 2029 | 2030 | 2031 | 2032 | 2033 | 2034 | 2035 | 2036 | 2037 | 2038 | 2039 | 2040 | 2041 | 2042 | 2043 | 2044 | 2045 | 2046 | 2047 | 2048 | 2049 | 2050 | 2051 | 2052 | 2053 | 2054 | 2055 | 2056 | 2057 | 2058 | 2059 | 2060 | 2061 | 2062 | 2063 | 2064 | 2065 | 2066 | 2067 | 2068 | 2069 | 2070 | 2071 | 2072 | 2073 | 2074 | 2075 | 2076 | 2077 | 2078 | 2079 | 2080 | 2081 | 2082 | 2083 | 2084 | 2085 | 2086
| OH-1PH | 44919.3673 | 41567.3382 | 38241.5275 | 34940.2096 | 31661.6742 | 28404.225 | 25166.179 | 21945.8656 | 18741.6259 | 15551.8115 | 15893.9514 | 16243.6183 | 16600.9779 | 16966.1994 | 17339.4558 | 17720.9239 | 18110.7842 | 18509.2214 | 18916.4243 | 19332.5856 | 19757.9025 | 20192.5764 | 20636.8131 | 21090.823 | 21554.8211 | 22029.0271 | 22513.6657 | 23008.9664 | 23515.1636 | 24032.4972 | 24561.2122 | 25101.5588 | 25653.7931 | 26218.1766 | 26794.9765 | 27384.4659 | 27986.9242 | 28602.6365 | 29231.8945 | 29874.9962 | 30532.2461 | 31203.9555 | 31890.4426 | 32592.0323 | 33309.057 | 34041.8563 | 34790.7771 | 35556.1742 | 36338.41 | 37137.855 | 37954.8879 | 38789.8954 | 39643.2731 | 40515.4251 | 41406.7644 | 42317.7133 | 0 | 0 | 0
| OH-3PH | 115551.9764 | 106929.1126 | 98373.6937 | 89881.2811 | 81447.4747 | 73067.9111 | 64738.2609 | 56454.2267 | 48211.5409 | 40005.9633 | 40886.0945 | 41785.5886 | 42704.8715 | 43644.3787 | 44604.5551 | 45585.8553 | 46588.7441 | 47613.6964 | 48661.1978 | 49731.7441 | 50825.8425 | 51944.011 | 53086.7793 | 54254.6884 | 55448.2916 | 56668.154 | 57914.8534 | 59188.9801 | 60491.1377 | 61821.9427 | 63182.0255 | 64572.03 | 65992.6147 | 67444.4522 | 68928.2302 | 70444.6512 | 71994.4335 | 73578.3111 | 75197.0339 | 76851.3687 | 78542.0988 | 80270.025 | 82035.9655 | 83840.7568 | 85685.2534 | 87570.329 | 89496.8762 | 91465.8075 | 93478.0553 | 95534.5725 | 97636.3331 | 99784.3324 | 101979.5877 | 104223.1386 | 106516.0477 | 108859.4007 | 0 | 0 | 0
| UG-1PH | 110697.4335 | 101382.7841 | 92133.8335 | 82945.7943 | 73813.9173 | 64733.4889 | 55699.8291 | 46708.2885 | 37754.2465 | 28833.1083 | 29467.4367 | 30115.7203 | 30778.2662 | 31455.388 | 32147.4066 | 32854.6495 | 33577.4518 | 34316.1557 | 35071.1112 | 35842.6756 | 36631.2145 | 37437.1012 | 38260.7174 | 39102.4532 | 39962.7072 | 40841.8867 | 41740.4082 | 42658.6972 | 43597.1885 | 44556.3267 | 45536.5659 | 46538.3703 | 47562.2145 | 48608.5832 | 49677.972 | 50770.8874 | 51887.8469 | 53029.3796 | 54196.0259 | 55388.3385 | 56606.8819 | 57852.2333 | 59124.9825 | 60425.7321 | 61755.0982 | 63113.7104 | 64502.212 | 65921.2606 | 67371.5284 | 68853.702 | 70368.4834 | 71916.5901 | 73498.7551 | 75115.7277 | 76768.2737 | 78457.1757 | 80183.2336 | 81947.2647 | 83750.1045
| Total | 271168.7772 | 249879.2348 | 228749.0547 | 207767.285 | 186923.0662 | 166205.625 | 145604.269 | 125108.3809 | 104707.4133 | 84390.8832 | 86247.4826 | 88144.9272 | 90084.1156 | 92065.9662 | 94091.4174 | 96161.4286 | 98276.9801 | 100439.0736 | 102648.7332 | 104907.0054 | 107214.9595 | 109573.6886 | 111984.3097 | 114447.9646 | 116965.8198 | 119539.0678 | 122168.9273 | 124856.6437 | 127603.4899 | 130410.7666 | 133279.8035 | 136211.9592 | 139208.6223 | 142271.212 | 145401.1786 | 148600.0046 | 151869.2047 | 155210.3272 | 158624.9544 | 162114.7034 | 165681.2268 | 169326.2138 | 173051.3905 | 176858.5211 | 180749.4086 | 184725.8956 | 188789.8653 | 192943.2423 | 197187.9937 | 201526.1295 | 205959.7044 | 210490.8179 | 215121.6159 | 219854.2914 | 224691.0858 | 229634.2897 | 80183.2336 | 81947.2647 | 83750.1045
Mitigation Scenario
| Project Type - Phase | 2028 | 2029 | 2030 | 2031 | 2032 | 2033 | 2034 | 2035 | 2036 | 2037 | 2038 | 2039 | 2040 | 2041 | 2042 | 2043 | 2044 | 2045 | 2046 | 2047 | 2048 | 2049 | 2050 | 2051 | 2052 | 2053 | 2054 | 2055 | 2056 | 2057 | 2058 | 2059 | 2060 | 2061 | 2062 | 2063 | 2064 | 2065 | 2066 | 2067 | 2068 | 2069 | 2070 | 2071 | 2072 | 2073 | 2074 | 2075 | 2076 | 2077 | 2078 | 2079 | 2080 | 2081 | 2082 | 2083 | 2084 | 2085 | 2086
| OH-1PH | 4936.1942 | 5044.7905 | 5155.7759 | 5269.2029 | 5385.1254 | 5503.5982 | 5624.6773 | 5748.4202 | 5874.8855 | 6004.1329 | 6136.2239 | 6271.2208 | 6409.1877 | 6550.1898 | 6694.294 | 6841.5684 | 6992.0829 | 7145.9088 | 7303.1187 | 7463.7874 | 7627.9907 | 7795.8065 | 7967.3142 | 8142.5951 | 8321.7322 | 8504.8103 | 8691.9162 | 8883.1383 | 9078.5674 | 9278.2958 | 9482.4184 | 9691.0316 | 9904.2343 | 10122.1274 | 10344.8142 | 10572.4001 | 10804.9929 | 11042.7028 | 11285.6422 | 11533.9264 | 11787.6727 | 12047.0015 | 12312.0356 | 12582.9004 | 12859.7242 | 13142.6381 | 13431.7761
| OH-3PH | 12698.0194 | 12977.3758 | 13262.8781 | 13554.6614 | 13852.8639 | 14157.627 | 14469.0947 | 14787.4148 | 15112.738 | 15445.2182 | 15785.013 | 16132.2833 | 16487.1935 | 16849.9118 | 17220.6098 | 17599.4632 | 17986.6514 | 18382.3578 | 18786.7696 | 19200.0786 | 19622.4803 | 20054.1749 | 20495.3667 | 20946.2648 | 21407.0826 | 21878.0384 | 22359.3553 | 22851.2611 | 23353.9888 | 23867.7766 | 24392.8677 | 24929.5108 | 25477.96 | 26038.4751 | 26611.3216 | 27196.7706 | 27795.0996 | 28406.5918 | 29031.5368 | 29670.2306 | 30322.9757 | 30990.0811 | 31671.8629 | 32368.6439 | 33080.7541 | 33808.5307 | 34552.3183
| UG-1PH | 2454.4885 | 2508.4873 | 2563.674 | 2620.0748 | 2677.7165 | 2736.6263 | 2796.832 | 2858.3623 | 2921.2463 | 2985.5137 | 3051.195 | 3118.3213 | 3186.9244 | 3257.0367 | 3328.6915 | 3401.9227 | 3476.765 | 3553.2539 | 3631.4255 | 3711.3168 | 3792.9658 | 3876.411 | 3961.6921 | 4048.8493 | 4137.924 | 4228.9583 | 4321.9954 | 4417.0793 | 4514.255 | 4613.5687 | 4715.0672 | 4818.7986 | 4924.8122 | 5033.1581 | 5143.8876 | 5257.0531 | 5372.7083 | 5490.9078 | 5611.7078 | 5735.1654 | 5861.339 | 5990.2885 | 6122.0748 | 6256.7605 | 6394.4092 | 6535.0862 | 6678.8581 | 6825.793 | 6975.9604 | 7129.4316 | 7286.2791 | 7446.5772 | 7610.4019 | 7777.8307 | 7948.943 | 8123.8198
| Total | 20088.7021 | 20530.6536 | 20982.328 | 21443.9392 | 21915.7058 | 22397.8514 | 22890.6041 | 23394.1974 | 23908.8697 | 24434.8649 | 24972.4319 | 25521.8254 | 26083.3056 | 26657.1383 | 27243.5953 | 27842.9544 | 28455.4994 | 29081.5204 | 29721.3138 | 30375.1828 | 31043.4368 | 31726.3924 | 32424.373 | 33137.7092 | 33866.7388 | 34611.8071 | 35373.2668 | 36151.4787 | 36946.8112 | 37759.6411 | 38590.3532 | 39439.341 | 40307.0065 | 41193.7606 | 42100.0233 | 43026.2238 | 43972.8008 | 44940.2024 | 45928.8868 | 46939.3223 | 47971.9874 | 49027.3712 | 50105.9733 | 51208.3047 | 52334.8874 | 53486.255 | 54662.9526 | 6825.793 | 6975.9604 | 7129.4316 | 7286.2791 | 7446.5772 | 7610.4019 | 7777.8307 | 7948.943 | 8123.8198
Delta Benefit
| Project Type - Phase | 2028 | 2029 | 2030 | 2031 | 2032 | 2033 | 2034 | 2035 | 2036 | 2037 | 2038 | 2039 | 2040 | 2041 | 2042 | 2043 | 2044 | 2045 | 2046 | 2047 | 2048 | 2049 | 2050 | 2051 | 2052 | 2053 | 2054 | 2055 | 2056 | 2057 | 2058 | 2059 | 2060 | 2061 | 2062 | 2063 | 2064 | 2065 | 2066 | 2067 | 2068 | 2069 | 2070 | 2071 | 2072 | 2073 | 2074 | 2075 | 2076 | 2077 | 2078 | 2079 | 2080 | 2081 | 2082 | 2083 | 2084 | 2085 | 2086
| OH-1PH | 39983.1731 | 36522.5477 | 33085.7516 | 29671.0067 | 26276.5488 | 22900.6268 | 19541.5017 | 16197.4454 | 12866.7404 | 9547.6786 | 9757.7275 | 9972.3975 | 10191.7903 | 10416.0097 | 10645.1619 | 10879.3554 | 11118.7013 | 11363.3127 | 11613.3056 | 11868.7983 | 12129.9118 | 12396.7699 | 12669.4988 | 12948.2278 | 13233.0888 | 13524.2168 | 13821.7496 | 14125.828 | 14436.5963 | 14754.2014 | 15078.7938 | 15410.5273 | 15749.5589 | 16096.0492 | 16450.1622 | 16812.0658 | 17181.9313 | 17559.9338 | 17946.2523 | 18341.0698 | 18744.5734 | 19156.954 | 19578.407 | 20009.1319 | 20449.3328 | 20899.2182 | 21359.001 | 35556.1742 | 36338.41 | 37137.855 | 37954.8879 | 38789.8954 | 39643.2731 | 40515.4251 | 41406.7644 | 42317.7133 | 0 | 0 | 0
| OH-3PH | 102853.957 | 93951.7367 | 85110.8156 | 76326.6197 | 67594.6108 | 58910.2842 | 50269.1662 | 41666.8119 | 33098.8029 | 24560.7451 | 25101.0815 | 25653.3053 | 26217.678 | 26794.467 | 27383.9452 | 27986.392 | 28602.0926 | 29231.3387 | 29874.4281 | 30531.6656 | 31203.3622 | 31889.8362 | 32591.4126 | 33308.4236 | 34041.209 | 34790.1156 | 35555.4981 | 36337.7191 | 37137.1489 | 37954.1661 | 38789.1578 | 39642.5193 | 40514.6547 | 41405.9771 | 42316.9086 | 43247.8806 | 44199.334 | 45171.7193 | 46165.4971 | 47181.1381 | 48219.1231 | 49279.9438 | 50364.1026 | 51472.1128 | 52604.4993 | 53761.7983 | 54944.5579 | 91465.8075 | 93478.0553 | 95534.5725 | 97636.3331 | 99784.3324 | 101979.5877 | 104223.1386 | 106516.0477 | 108859.4007 | 0 | 0 | 0
| UG-1PH | 108242.945 | 98874.2968 | 89570.1595 | 80325.7195 | 71136.2008 | 61996.8627 | 52902.9971 | 43849.9262 | 34833.0002 | 25847.5946 | 26416.2417 | 26997.399 | 27591.3418 | 28198.3513 | 28818.715 | 29452.7268 | 30100.6867 | 30762.9019 | 31439.6857 | 32131.3588 | 32838.2487 | 33560.6901 | 34299.0253 | 35053.6039 | 35824.7832 | 36612.9284 | 37418.4128 | 38241.6179 | 39082.9335 | 39942.758 | 40821.4987 | 41719.5717 | 42637.4023 | 43575.4251 | 44534.0845 | 45513.8343 | 46515.1387 | 47538.4717 | 48584.3181 | 49653.1731 | 50745.5429 | 51861.9449 | 53002.9076 | 54168.9716 | 55360.689 | 56578.6241 | 57823.3539 | 59095.4677 | 60395.5679 | 61724.2704 | 63082.2044 | 64470.0129 | 65888.3532 | 67337.8969 | 68819.3307 | 70333.356 | 80183.2336 | 81947.2647 | 83750.1045
| Total | 251080.075 | 229348.5812 | 207766.7267 | 186323.3458 | 165007.3604 | 143807.7737 | 122713.6649 | 101714.1835 | 80798.5436 | 59956.0183 | 61275.0507 | 62623.1018 | 64000.8101 | 65408.8279 | 66847.8221 | 68318.4742 | 69821.4806 | 71357.5532 | 72927.4194 | 74531.8226 | 76171.5227 | 77847.2962 | 79559.9367 | 81310.2553 | 83099.081 | 84927.2607 | 86795.6605 | 88705.165 | 90656.6786 | 92651.1256 | 94689.4503 | 96772.6182 | 98901.6158 | 101077.4514 | 103301.1553 | 105573.7807 | 107896.4039 | 110270.1248 | 112696.0675 | 115175.381 | 117709.2394 | 120298.8427 | 122945.4172 | 125650.2164 | 128414.5211 | 131239.6406 | 134126.9127 | 186117.4493 | 190212.0332 | 194396.698 | 198673.4253 | 203044.2407 | 207511.214 | 212076.4607 | 216742.1428 | 221510.4699 | 80183.2336 | 81947.2647 | 83750.1045
With Rhizome storm escalators (ssp126)
| Baseline - treated | 1 | 2 | 3 | 4 | 5 | 6 | 7 | 8 | 9 | 10 | 11 | 12 | 13 | 14 | 15 | 16 | 17 | 18 | 19 | 20 | 21 | 22 | 23 | 24 | 25 | 26 | 27 | 28 | 29 | 30 | 31 | 32 | 33 | 34 | 35 | 36 | 37 | 38 | 39 | 40 | 41 | 42 | 43 | 44 | 45 | 46 | 47 | 48 | 49 | 50 | 51 | 52 | 53 | 54 | 55 | 56 | 57 | 58 | 59 | 60 | 61 | 62 | 63 | 64 | 65
| Project Type - Phase | 2028 | 2029 | 2030 | 2031 | 2032 | 2033 | 2034 | 2035 | 2036 | 2037 | 2038 | 2039 | 2040 | 2041 | 2042 | 2043 | 2044 | 2045 | 2046 | 2047 | 2048 | 2049 | 2050 | 2051 | 2052 | 2053 | 2054 | 2055 | 2056 | 2057 | 2058 | 2059 | 2060 | 2061 | 2062 | 2063 | 2064 | 2065 | 2066 | 2067 | 2068 | 2069 | 2070 | 2071 | 2072 | 2073 | 2074 | 2075 | 2076 | 2077 | 2078 | 2079 | 2080 | 2081 | 2082 | 2083 | 2084 | 2085 | 2086 | 2087 | 2088 | 2089 | 2090 | 2091 | 2092
ssp126 | OH-1PH | 745.5778 | 1586.0953 | 2284.8286 | 2958.7516 | 3800.3925 | 4565.1423 | 5133.4212 | 5990.5413 | 7060.7015 | 7555.4966 | 7675.1269 | 8047.6323 | 8197.1031 | 8585.0486 | 8965.4761 | 9239.7539 | 8810.4894 | 9510.787 | 9520.2807 | 9480.1006 | 10005.5373 | 10438.2241 | 10400.7299 | 10546.447 | 10811.6318 | 11167.6787 | 10916.2958 | 11602.6579 | 11131.7773 | 11739.4211 | 12512.9756 | 12712.2409 | 13153.3492 | 12864.2849 | 13737.1611 | 13315.4648 | 13973.4035 | 15090.9331 | 14573.0835 | 15216.1996 | 15354.0839 | 15873.5125 | 16587.5066 | 16741.2226 | 17074.5424 | 17690.4769 | 18009.7202 | 16149.2368 | 14525.82 | 11735.2698 | 10885.4312 | 8486.7791 | 7247.107 | 5297.1806 | 3601.2954 | 1733.6452 | 0 | 0 | 0 | 0 | 0 | 0 | 0 | 0 | 0
ssp126 | OH-3PH | 1917.9475 | 4080.1208 | 5877.564 | 7611.1846 | 9776.2478 | 11743.5139 | 13205.3723 | 15410.2546 | 18163.1681 | 19435.9941 | 19743.7349 | 20701.9794 | 21086.4829 | 22084.4458 | 23063.0695 | 23768.6301 | 22664.3767 | 24465.844 | 24490.2659 | 24386.9054 | 25738.5552 | 26851.612 | 26755.1609 | 27130.008 | 27812.1776 | 28728.0838 | 28081.4186 | 29847.0377 | 28635.7298 | 30198.8516 | 32188.7672 | 32701.3636 | 33836.0843 | 33092.4863 | 35337.9001 | 34253.1154 | 35945.6173 | 38820.3852 | 37488.253 | 39142.6247 | 39497.3226 | 40833.5169 | 42670.2174 | 43065.6412 | 43923.0835 | 45507.5327 | 46328.764 | 41542.7987 | 37366.6708 | 30188.1726 | 28002.0216 | 21831.6543 | 18642.6832 | 13626.6321 | 9264.0842 | 4459.6827 | 0 | 0 | 0 | 0 | 0 | 0 | 0 | 0 | 0
ssp126 | UG-1PH | 370.7334 | 788.6749 | 1136.1153 | 1471.2189 | 1889.719 | 2269.9855 | 2552.5583 | 2978.7554 | 3510.8852 | 3756.9186 | 3816.4039 | 4001.6297 | 4075.953 | 4268.8562 | 4458.0212 | 4594.4039 | 4380.9551 | 4729.1733 | 4733.894 | 4713.9147 | 4975.1845 | 5190.335 | 5171.6913 | 5244.1481 | 5376.0094 | 5553.0513 | 5428.0529 | 5769.3417 | 5535.1995 | 5837.3462 | 6221.9909 | 6321.0742 | 6540.4122 | 6396.677 | 6830.7087 | 6621.0231 | 6948.1786 | 7503.8625 | 7246.3654 | 7566.1504 | 7634.7124 | 7892.9947 | 8248.0233 | 8324.4575 | 8490.1985 | 8796.4677 | 8955.2093 | 9140.2798 | 9473.4682 | 8957.5385 | 9925.4506 | 9506.4356 | 10386.4029 | 10359.2022 | 10809.3706 | 10647.0009 | 9246.5796 | 8721.6682 | 7397.8155 | 1.2062e-16 | 9.7008e-17 | 7.7898e-17 | 5.7747e-17 | 3.4841e-17 | 1.7989e-17
ssp126 | Total | 3034.2587 | 6454.891 | 9298.5079 | 12041.1551 | 15466.3593 | 18578.6417 | 20891.3519 | 24379.5512 | 28734.7548 | 30748.4093 | 31235.2657 | 32751.2415 | 33359.539 | 34938.3507 | 36486.5668 | 37602.7879 | 35855.8212 | 38705.8043 | 38744.4405 | 38580.9206 | 40719.277 | 42480.171 | 42327.582 | 42920.6031 | 43999.8188 | 45448.8138 | 44425.7673 | 47219.0372 | 45302.7066 | 47775.6188 | 50923.7336 | 51734.6787 | 53529.8457 | 52353.4482 | 55905.7699 | 54189.6033 | 56867.1993 | 61415.1808 | 59307.7019 | 61924.9746 | 62486.1189 | 64600.024 | 67505.7472 | 68131.3213 | 69487.8244 | 71994.4774 | 73293.6935 | 66832.3154 | 61365.9589 | 50880.9809 | 48812.9034 | 39824.869 | 36276.193 | 29283.015 | 23674.7502 | 16840.3288 | 9246.5796 | 8721.6682 | 7397.8155 | 1.2062e-16 | 9.7008e-17 | 7.7898e-17 | 5.7747e-17 | 3.4841e-17 | 1.7989e-17
ssp126
ssp126 | Baseline - remaining at risk
ssp126 | Project Type - Phase | 2028 | 2029 | 2030 | 2031 | 2032 | 2033 | 2034 | 2035 | 2036 | 2037 | 2038 | 2039 | 2040 | 2041 | 2042 | 2043 | 2044 | 2045 | 2046 | 2047 | 2048 | 2049 | 2050 | 2051 | 2052 | 2053 | 2054 | 2055 | 2056 | 2057 | 2058 | 2059 | 2060 | 2061 | 2062 | 2063 | 2064 | 2065 | 2066 | 2067 | 2068 | 2069 | 2070 | 2071 | 2072 | 2073 | 2074 | 2075 | 2076 | 2077 | 2078 | 2079 | 2080 | 2081 | 2082 | 2083 | 2084 | 2085 | 2086 | 2087 | 2088 | 2089 | 2090 | 2091 | 2092
ssp126 | OH-1PH | 67102.0016 | 65230.3429 | 56769.2686 | 49453.5999 | 45003.6459 | 39255.623 | 32275.6891 | 27303.3221 | 22707.9497 | 16214.4829 | 16471.2157 | 17270.6314 | 17591.4035 | 18423.9543 | 19240.3714 | 19828.9855 | 18907.7618 | 20410.6364 | 20431.0103 | 20344.7818 | 21472.396 | 22400.9639 | 22320.4995 | 22633.2158 | 23202.316 | 23966.411 | 23426.9304 | 24899.8985 | 23889.3646 | 25193.3993 | 26853.4869 | 27281.1206 | 28227.7616 | 27607.4148 | 29480.6518 | 28575.6699 | 29987.6401 | 32385.9159 | 31274.5843 | 32654.7442 | 32950.6511 | 34065.3715 | 35597.6393 | 35927.5218 | 36642.8432 | 37964.6703 | 38649.7828 | 0 | 0 | 0 | 0 | 0 | 0 | 0 | 0 | 0 | 0 | 0 | 0 | 0 | 0 | 0 | 0 | 0 | 0
ssp126 | OH-3PH | 172615.2742 | 167800.5614 | 146035.0309 | 127215.9774 | 115768.7774 | 100982.3846 | 83026.9858 | 70235.9143 | 58414.6355 | 41710.6397 | 42371.0672 | 44427.509 | 45252.6731 | 47394.3527 | 49494.5292 | 51008.6985 | 48638.9142 | 52504.9554 | 52557.3659 | 52335.5489 | 55236.2588 | 57624.9356 | 57417.9466 | 58222.3878 | 59686.3588 | 61651.9404 | 60264.1637 | 64053.2728 | 61453.7439 | 64808.2834 | 69078.7443 | 70178.8025 | 72613.9712 | 71018.1718 | 75836.945 | 73508.9414 | 77141.1373 | 83310.5365 | 80451.7125 | 84002.0789 | 84763.2788 | 87630.8202 | 91572.4736 | 92421.0735 | 94261.1885 | 97661.4977 | 99423.9023 | 0 | 0 | 0 | 0 | 0 | 0 | 0 | 0 | 0 | 0 | 0 | 0 | 0 | 0 | 0 | 0 | 0 | 0
ssp126 | UG-1PH | 166830.039 | 162176.6922 | 141140.6378 | 122952.3086 | 111888.7638 | 97597.9399 | 80244.3198 | 67881.9436 | 56456.8574 | 40312.6993 | 40950.9924 | 42938.5122 | 43736.0207 | 45805.9216 | 47835.7102 | 49299.1318 | 47008.7713 | 50745.2413 | 50795.8953 | 50581.5126 | 53385.0046 | 55693.6245 | 55493.5727 | 56271.0529 | 57685.9586 | 59585.6634 | 58244.3983 | 61906.5146 | 59394.1095 | 62636.2209 | 66763.5565 | 67826.746 | 70180.2995 | 68637.9837 | 73295.2547 | 71045.2746 | 74555.7367 | 80518.3673 | 77755.3574 | 81186.7325 | 81922.4207 | 84693.8559 | 88503.404 | 89323.5628 | 91102.006 | 94388.3532 | 96091.6905 | 98077.5446 | 101652.7414 | 96116.6843 | 106502.6283 | 102006.4901 | 111448.7648 | 111156.8947 | 115987.3172 | 114245.0486 | 0 | 0 | 0 | 0 | 0 | 0 | 0 | 0 | 0
ssp126 | Total | 406547.3147 | 395207.5965 | 343944.9374 | 299621.886 | 272661.1872 | 237835.9476 | 195546.9947 | 165421.18 | 137579.4427 | 98237.8218 | 99793.2753 | 104636.6527 | 106580.0973 | 111624.2287 | 116570.6108 | 120136.8158 | 114555.4473 | 123660.8331 | 123784.2715 | 123261.8433 | 130093.6594 | 135719.524 | 135232.0188 | 137126.6566 | 140574.6334 | 145204.0148 | 141935.4924 | 150859.686 | 144737.2179 | 152637.9036 | 162695.7877 | 165286.6691 | 171022.0323 | 167263.5703 | 178612.8514 | 173129.886 | 181684.5141 | 196214.8198 | 189481.6542 | 197843.5557 | 199636.3505 | 206390.0475 | 215673.5169 | 217672.1581 | 222006.0377 | 230014.5213 | 234165.3756 | 98077.5446 | 101652.7414 | 96116.6843 | 106502.6283 | 102006.4901 | 111448.7648 | 111156.8947 | 115987.3172 | 114245.0486 | 0 | 0 | 0 | 0 | 0 | 0 | 0 | 0 | 0
ssp126
ssp126 | Baseline - Total
ssp126 | Project Type - Phase | 2028 | 2029 | 2030 | 2031 | 2032 | 2033 | 2034 | 2035 | 2036 | 2037 | 2038 | 2039 | 2040 | 2041 | 2042 | 2043 | 2044 | 2045 | 2046 | 2047 | 2048 | 2049 | 2050 | 2051 | 2052 | 2053 | 2054 | 2055 | 2056 | 2057 | 2058 | 2059 | 2060 | 2061 | 2062 | 2063 | 2064 | 2065 | 2066 | 2067 | 2068 | 2069 | 2070 | 2071 | 2072 | 2073 | 2074 | 2075 | 2076 | 2077 | 2078 | 2079 | 2080 | 2081 | 2082 | 2083 | 2084 | 2085 | 2086 | 2087 | 2088 | 2089 | 2090 | 2091 | 2092
ssp126 | OH-1PH | 67847.5794 | 66816.4382 | 59054.0972 | 52412.3516 | 48804.0384 | 43820.7653 | 37409.1104 | 33293.8634 | 29768.6512 | 23769.9794 | 24146.3426 | 25318.2637 | 25788.5066 | 27009.0029 | 28205.8475 | 29068.7394 | 27718.2512 | 29921.4234 | 29951.291 | 29824.8824 | 31477.9333 | 32839.1879 | 32721.2294 | 33179.6628 | 34013.9478 | 35134.0897 | 34343.2262 | 36502.5564 | 35021.1418 | 36932.8204 | 39366.4625 | 39993.3615 | 41381.1108 | 40471.6997 | 43217.8129 | 41891.1347 | 43961.0435 | 47476.849 | 45847.6678 | 47870.9438 | 48304.7349 | 49938.884 | 52185.1459 | 52668.7443 | 53717.3855 | 55655.1473 | 56659.503 | 16149.2368 | 14525.82 | 11735.2698 | 10885.4312 | 8486.7791 | 7247.107 | 5297.1806 | 3601.2954 | 1733.6452 | 0 | 0 | 0 | 0 | 0 | 0 | 0 | 0 | 0
ssp126 | OH-3PH | 174533.2217 | 171880.6822 | 151912.595 | 134827.162 | 125545.0252 | 112725.8985 | 96232.3581 | 85646.1688 | 76577.8036 | 61146.6338 | 62114.8021 | 65129.4885 | 66339.1559 | 69478.7986 | 72557.5987 | 74777.3286 | 71303.2909 | 76970.7994 | 77047.6318 | 76722.4543 | 80974.814 | 84476.5476 | 84173.1075 | 85352.3959 | 87498.5364 | 90380.0243 | 88345.5823 | 93900.3105 | 90089.4737 | 95007.135 | 101267.5115 | 102880.1661 | 106450.0554 | 104110.6581 | 111174.845 | 107762.0568 | 113086.7546 | 122130.9218 | 117939.9655 | 123144.7036 | 124260.6014 | 128464.3371 | 134242.691 | 135486.7147 | 138184.272 | 143169.0304 | 145752.6663 | 41542.7987 | 37366.6708 | 30188.1726 | 28002.0216 | 21831.6543 | 18642.6832 | 13626.6321 | 9264.0842 | 4459.6827 | 0 | 0 | 0 | 0 | 0 | 0 | 0 | 0 | 0
ssp126 | UG-1PH | 167200.7724 | 162965.3671 | 142276.7531 | 124423.5275 | 113778.4828 | 99867.9255 | 82796.8782 | 70860.699 | 59967.7426 | 44069.6179 | 44767.3964 | 46940.1419 | 47811.9738 | 50074.7778 | 52293.7315 | 53893.5358 | 51389.7264 | 55474.4146 | 55529.7893 | 55295.4273 | 58360.1891 | 60883.9594 | 60665.264 | 61515.201 | 63061.968 | 65138.7147 | 63672.4511 | 67675.8563 | 64929.309 | 68473.5671 | 72985.5473 | 74147.8202 | 76720.7117 | 75034.6607 | 80125.9633 | 77666.2977 | 81503.9153 | 88022.2298 | 85001.7227 | 88752.8829 | 89557.1331 | 92586.8505 | 96751.4273 | 97648.0204 | 99592.2046 | 103184.821 | 105046.8997 | 107217.8244 | 111126.2095 | 105074.2229 | 116428.0789 | 111512.9257 | 121835.1677 | 121516.097 | 126796.6878 | 124892.0495 | 9246.5796 | 8721.6682 | 7397.8155 | 1.2062e-16 | 9.7008e-17 | 7.7898e-17 | 5.7747e-17 | 3.4841e-17 | 1.7989e-17
ssp126 | Total | 409581.5734 | 401662.4875 | 353243.4453 | 311663.0411 | 288127.5465 | 256414.5893 | 216438.3466 | 189800.7312 | 166314.1975 | 128986.2311 | 131028.541 | 137387.8942 | 139939.6363 | 146562.5793 | 153057.1776 | 157739.6037 | 150411.2685 | 162366.6374 | 162528.7121 | 161842.7639 | 170812.9364 | 178199.695 | 177559.6009 | 180047.2597 | 184574.4523 | 190652.8287 | 186361.2596 | 198078.7232 | 190039.9245 | 200413.5225 | 213619.5213 | 217021.3479 | 224551.878 | 219617.0186 | 234518.6213 | 227319.4893 | 238551.7134 | 257630.0005 | 248789.3561 | 259768.5303 | 262122.4694 | 270990.0716 | 283179.2641 | 285803.4794 | 291493.862 | 302008.9986 | 307459.0691 | 164909.86 | 163018.7003 | 146997.6653 | 155315.5317 | 141831.3591 | 147724.9578 | 140439.9097 | 139662.0674 | 131085.3774 | 9246.5796 | 8721.6682 | 7397.8155 | 1.2062e-16 | 9.7008e-17 | 7.7898e-17 | 5.7747e-17 | 3.4841e-17 | 1.7989e-17
ssp126 | Mitigation Scenario
ssp126 | Project Type - Phase | 2028 | 2029 | 2030 | 2031 | 2032 | 2033 | 2034 | 2035 | 2036 | 2037 | 2038 | 2039 | 2040 | 2041 | 2042 | 2043 | 2044 | 2045 | 2046 | 2047 | 2048 | 2049 | 2050 | 2051 | 2052 | 2053 | 2054 | 2055 | 2056 | 2057 | 2058 | 2059 | 2060 | 2061 | 2062 | 2063 | 2064 | 2065 | 2066 | 2067 | 2068 | 2069 | 2070 | 2071 | 2072 | 2073 | 2074 | 2075 | 2076 | 2077 | 2078 | 2079 | 2080 | 2081 | 2082 | 2083 | 2084 | 2085 | 2086 | 2087 | 2088 | 2089 | 2090 | 2091 | 2092
ssp126 | OH-1PH | 7455.778 | 8109.1296 | 7961.7554 | 7904.1116 | 8300.7571 | 8490.7046 | 8360.9902 | 8720.8735 | 9331.4965 | 9176.9448 | 9322.2485 | 9774.6955 | 9956.2435 | 10427.444 | 10889.5133 | 11222.6525 | 10701.2656 | 11551.8506 | 11563.3817 | 11514.5788 | 12152.7769 | 12678.3204 | 12632.7799 | 12809.7686 | 13131.8634 | 13564.3198 | 13258.9888 | 14092.6477 | 13520.7137 | 14258.761 | 15198.3242 | 15440.353 | 15976.1254 | 15625.0264 | 16685.2263 | 16173.0318 | 16972.1675 | 18329.5247 | 17700.542 | 18481.674 | 18649.149 | 19280.0496 | 20147.2705 | 20333.9747 | 20738.8267 | 21486.944 | 21874.6985 | 0 | 0 | 0 | 0 | 0 | 0 | 0 | 0 | 0
ssp126 | OH-3PH | 19179.4749 | 20860.1769 | 20481.0671 | 20332.7824 | 21353.1255 | 21841.7523 | 21508.0709 | 22433.846 | 24004.6316 | 23607.0581 | 23980.8416 | 25144.7304 | 25611.7502 | 26823.8811 | 28012.5224 | 28869.4999 | 27528.2681 | 29716.3396 | 29746.0025 | 29620.4602 | 31262.1811 | 32614.1055 | 32496.9555 | 32952.2468 | 33780.8135 | 34893.2779 | 34107.835 | 36252.365 | 34781.1042 | 36679.6799 | 39096.6416 | 39719.2439 | 41097.4814 | 40194.3035 | 42921.5946 | 41604.0096 | 43659.7311 | 47151.4389 | 45533.4243 | 47542.8326 | 47973.6505 | 49596.5989 | 51827.4647 | 52307.7486 | 53349.2023 | 55273.6825 | 56271.1543 | 0 | 0 | 0 | 0 | 0 | 0 | 0 | 0 | 0
ssp126 | UG-1PH | 3707.3342 | 4032.2088 | 3958.928 | 3930.265 | 4127.4943 | 4221.9443 | 4157.4447 | 4336.3942 | 4640.0223 | 4563.1726 | 4635.4238 | 4860.3999 | 4950.6735 | 5184.9747 | 5414.7354 | 5580.3866 | 5321.1306 | 5744.0781 | 5749.8119 | 5725.5449 | 6042.8846 | 6304.2075 | 6281.5627 | 6369.5691 | 6529.7286 | 6744.7645 | 6592.9408 | 7007.472 | 6723.0817 | 7090.0706 | 7557.262 | 7677.6091 | 7944.0182 | 7769.4367 | 8296.6138 | 8041.9286 | 8439.2933 | 9114.2298 | 8801.4725 | 9189.885 | 9273.1608 | 9586.8718 | 10018.0914 | 10110.9288 | 10312.2386 | 10684.2348 | 10877.0431 | 11101.8307 | 11506.523 | 10879.8722 | 12055.5031 | 11546.5654 | 12615.3782 | 12582.3401 | 13129.117 | 12931.9019
| Total | 30342.5871 | 33001.5153 | 32401.7506 | 32167.159 | 33781.3769 | 34554.4013 | 34026.5058 | 35491.1137 | 37976.1505 | 37347.1755 | 37938.5139 | 39779.8257 | 40518.6671 | 42436.2998 | 44316.7711 | 45672.539 | 43550.6643 | 47012.2683 | 47059.196 | 46860.5839 | 49457.8426 | 51596.6334 | 51411.2981 | 52131.5845 | 53442.4055 | 55202.3622 | 53959.7646 | 57352.4847 | 55024.8996 | 58028.5115 | 61852.2278 | 62837.206 | 65017.625 | 63588.7666 | 67903.4346 | 65818.9699 | 69071.1918 | 74595.1933 | 72035.4387 | 75214.3916 | 75895.9603 | 78463.5203 | 81992.8266 | 82752.6521 | 84400.2676 | 87444.8612 | 89022.8958 | 11101.8307 | 11506.523 | 10879.8722 | 12055.5031 | 11546.5654 | 12615.3782 | 12582.3401 | 13129.117 | 12931.9019
| Baseline - treated | 1 | 2 | 3 | 4 | 5 | 6 | 7 | 8 | 9 | 10 | 11 | 12 | 13 | 14 | 15 | 16 | 17 | 18 | 19 | 20 | 21 | 22 | 23 | 24 | 25 | 26 | 27 | 28 | 29 | 30 | 31 | 32 | 33 | 34 | 35 | 36 | 37 | 38 | 39 | 40 | 41 | 42 | 43 | 44 | 45 | 46 | 47 | 48 | 49 | 50 | 51 | 52 | 53 | 54 | 55 | 56 | 57 | 58 | 59 | 60 | 61 | 62 | 63 | 64 | 65
| Project Type - Phase | 2028 | 2029 | 2030 | 2031 | 2032 | 2033 | 2034 | 2035 | 2036 | 2037 | 2038 | 2039 | 2040 | 2041 | 2042 | 2043 | 2044 | 2045 | 2046 | 2047 | 2048 | 2049 | 2050 | 2051 | 2052 | 2053 | 2054 | 2055 | 2056 | 2057 | 2058 | 2059 | 2060 | 2061 | 2062 | 2063 | 2064 | 2065 | 2066 | 2067 | 2068 | 2069 | 2070 | 2071 | 2072 | 2073 | 2074 | 2075 | 2076 | 2077 | 2078 | 2079 | 2080 | 2081 | 2082 | 2083 | 2084 | 2085 | 2086 | 2087 | 2088 | 2089 | 2090 | 2091 | 2092
ssp245 | OH-1PH | 781.6973 | 1502.3374 | 2321.2399 | 3206.6915 | 3939.0588 | 4456.223 | 5689.9378 | 6114.6177 | 7347.5986 | 8178.3932 | 8124.8877 | 8566.1401 | 8563.6307 | 8741.1182 | 8959.5387 | 9248.4046 | 8952.911 | 9420.2164 | 9808.5606 | 10301.9745 | 10174.5795 | 10786.2225 | 11150.5217 | 11429.6484 | 11003.3778 | 11678.564 | 12018.1555 | 12226.5534 | 12484.8199 | 12321.6238 | 12129.4071 | 12590.8052 | 13143.4959 | 13941.5158 | 13577.6525 | 14382.4544 | 14301.041 | 14022.3385 | 15320.1349 | 15064.6916 | 16194.7636 | 15933.7219 | 16146.1445 | 16298.8973 | 16916.1763 | 17200.7518 | 18173.1182 | 15656.3474 | 13904.8234 | 12429.7255 | 10307.7667 | 8898.3482 | 7054.4887 | 5470.191 | 3691.6451 | 1746.3046 | 0 | 0 | 0 | 0 | 0 | 0 | 0 | 0 | 0
ssp245 | OH-3PH | 2010.8624 | 3864.6595 | 5971.2296 | 8248.9929 | 10132.9573 | 11463.3264 | 14636.9729 | 15729.4326 | 18901.191 | 21038.3528 | 20900.7136 | 22035.8051 | 22029.3497 | 22485.9242 | 23047.7958 | 23790.8834 | 23030.7466 | 24232.8573 | 25231.8462 | 26501.1195 | 26173.4046 | 27746.8141 | 28683.9486 | 29401.9828 | 28305.4309 | 30042.301 | 30915.8766 | 31451.9658 | 32116.3387 | 31696.5279 | 31202.0638 | 32388.9786 | 33810.7373 | 35863.5886 | 34927.5754 | 36997.8726 | 36788.4423 | 36071.4994 | 39409.991 | 38752.8808 | 41659.9131 | 40988.4014 | 41534.8438 | 41927.7899 | 43515.6975 | 44247.7485 | 46749.094 | 40274.8747 | 35769.1998 | 31974.6121 | 26516.0195 | 22890.3875 | 18147.1859 | 14071.6893 | 9496.5027 | 4492.2482 | 0 | 0 | 0 | 0 | 0 | 0 | 0 | 0 | 0
ssp245 | UG-1PH | 388.6936 | 747.0269 | 1154.2205 | 1594.5052 | 1958.6698 | 2215.8261 | 2829.2824 | 3040.4515 | 3653.5428 | 4066.6496 | 4040.0444 | 4259.4541 | 4258.2063 | 4346.4608 | 4455.0689 | 4598.7054 | 4451.7733 | 4684.1377 | 4877.2392 | 5122.5858 | 5059.2395 | 5363.3748 | 5544.5201 | 5683.3139 | 5471.3538 | 5807.0855 | 5975.945 | 6079.5694 | 6207.9906 | 6126.8425 | 6031.2641 | 6260.6911 | 6535.5127 | 6932.3227 | 6751.3941 | 7151.5763 | 7111.0941 | 6972.5112 | 7617.8315 | 7490.8141 | 8052.7346 | 7922.9334 | 8028.559 | 8104.5143 | 8411.4521 | 8552.9553 | 9036.4578 | 8861.3101 | 9068.4658 | 9487.617 | 9398.73 | 9967.4533 | 10110.3464 | 10697.5424 | 11080.5574 | 10724.7474 | 9733.3894 | 8397.5229 | 7620.809 | 1.2084e-16 | 9.7413e-17 | 7.6406e-17 | 5.5924e-17 | 3.5536e-17 | 1.8666e-17
ssp245 | Total | 3181.2532 | 6114.0238 | 9446.69 | 13050.1896 | 16030.686 | 18135.3755 | 23156.1931 | 24884.5017 | 29902.3323 | 33283.3956 | 33065.6456 | 34861.3993 | 34851.1868 | 35573.5032 | 36462.4034 | 37637.9935 | 36435.4309 | 38337.2113 | 39917.646 | 41925.6798 | 41407.2237 | 43896.4114 | 45378.9904 | 46514.9451 | 44780.1624 | 47527.9505 | 48909.977 | 49758.0886 | 50809.1492 | 50144.9942 | 49362.7349 | 51240.4749 | 53489.7459 | 56737.427 | 55256.6221 | 58531.9033 | 58200.5773 | 57066.3491 | 62347.9573 | 61308.3865 | 65907.4113 | 64845.0566 | 65709.5473 | 66331.2015 | 68843.3258 | 70001.4556 | 73958.6699 | 64792.5323 | 58742.489 | 53891.9546 | 46222.5163 | 41756.189 | 35312.021 | 30239.4227 | 24268.7052 | 16963.3002 | 9733.3894 | 8397.5229 | 7620.809 | 1.2084e-16 | 9.7413e-17 | 7.6406e-17 | 5.5924e-17 | 3.5536e-17 | 1.8666e-17
ssp245
ssp245 | Baseline - remaining at risk
ssp245 | Project Type - Phase | 2028 | 2029 | 2030 | 2031 | 2032 | 2033 | 2034 | 2035 | 2036 | 2037 | 2038 | 2039 | 2040 | 2041 | 2042 | 2043 | 2044 | 2045 | 2046 | 2047 | 2048 | 2049 | 2050 | 2051 | 2052 | 2053 | 2054 | 2055 | 2056 | 2057 | 2058 | 2059 | 2060 | 2061 | 2062 | 2063 | 2064 | 2065 | 2066 | 2067 | 2068 | 2069 | 2070 | 2071 | 2072 | 2073 | 2074 | 2075 | 2076 | 2077 | 2078 | 2079 | 2080 | 2081 | 2082 | 2083 | 2084 | 2085 | 2086 | 2087 | 2088 | 2089 | 2090 | 2091 | 2092
ssp245 | OH-1PH | 70352.7551 | 61785.6861 | 57673.9506 | 53597.7529 | 46645.7104 | 38319.0265 | 35774.7116 | 27868.8299 | 23630.6404 | 17551.251 | 17436.4254 | 18383.3758 | 18377.9904 | 18758.8878 | 19227.6293 | 19847.5503 | 19213.406 | 20216.2672 | 21049.6739 | 22108.5654 | 21835.1692 | 23147.7865 | 23929.5912 | 24528.6113 | 23613.8127 | 25062.797 | 25791.5776 | 26238.8102 | 26793.0634 | 26442.8362 | 26030.3293 | 27020.5133 | 28206.6159 | 29919.2076 | 29138.3383 | 30865.4843 | 30690.767 | 30092.6572 | 32877.7947 | 32329.6003 | 34754.7928 | 34194.5839 | 34650.4536 | 34978.269 | 36302.9813 | 36913.6951 | 39000.4431 | 0 | 0 | 0 | 0 | 0 | 0 | 0 | 0 | 0 | 0 | 0 | 0 | 0 | 0 | 0 | 0 | 0 | 0
ssp245 | OH-3PH | 180977.6136 | 158939.4191 | 148362.2628 | 137876.5252 | 119992.875 | 98573.0547 | 92027.9798 | 71690.6442 | 60788.1938 | 45149.3834 | 44854.0026 | 47289.9672 | 47276.1137 | 48255.9459 | 49461.7512 | 51056.4553 | 49425.1627 | 52004.9539 | 54148.8353 | 56872.7607 | 56169.4678 | 59546.0852 | 61557.224 | 63098.1621 | 60744.9056 | 64472.3179 | 66347.0558 | 67497.5308 | 68923.309 | 68022.3736 | 66961.2282 | 69508.4082 | 72559.5753 | 76965.0993 | 74956.3671 | 79399.331 | 78949.8828 | 77411.2866 | 84575.8608 | 83165.6686 | 89404.309 | 87963.2103 | 89135.9037 | 89979.1862 | 93386.9174 | 94957.9364 | 100325.9519 | 0 | 0 | 0 | 0 | 0 | 0 | 0 | 0 | 0 | 0 | 0 | 0 | 0 | 0 | 0 | 0 | 0 | 0
ssp245 | UG-1PH | 174912.1129 | 153612.5328 | 143389.8721 | 133255.566 | 115971.2899 | 95269.3592 | 88943.6438 | 69287.918 | 58750.8654 | 43636.1929 | 43350.7118 | 45705.0346 | 45691.6453 | 46638.6382 | 47804.0308 | 49345.288 | 47768.6685 | 50261.9975 | 52334.0263 | 54966.6589 | 54286.937 | 57550.3864 | 59494.1214 | 60983.4146 | 58709.028 | 62311.5154 | 64123.4211 | 65235.3377 | 66613.3306 | 65742.5903 | 64717.0093 | 67178.8201 | 70127.7267 | 74385.5987 | 72444.1895 | 76738.2466 | 76303.8618 | 74816.832 | 81741.284 | 80378.3547 | 86407.9058 | 85015.1058 | 86148.4962 | 86963.5159 | 90257.0363 | 91775.4023 | 96963.5077 | 95084.1287 | 97306.9622 | 101804.5622 | 100850.7819 | 106953.328 | 108486.6077 | 114787.3719 | 118897.2213 | 115079.2882 | 0 | 0 | 0 | 0 | 0 | 0 | 0 | 0 | 0
ssp245 | Total | 426242.4816 | 374337.638 | 349426.0854 | 324729.8441 | 282609.8753 | 232161.4405 | 216746.3352 | 168847.3922 | 143169.6997 | 106336.8272 | 105641.1399 | 111378.3776 | 111345.7494 | 113653.4719 | 116493.4114 | 120249.2936 | 116407.2372 | 122483.2186 | 127532.5355 | 133947.985 | 132291.574 | 140244.2581 | 144980.9365 | 148610.1881 | 143067.7463 | 151846.6303 | 156262.0545 | 158971.6787 | 162329.7029 | 160207.8001 | 157708.5668 | 163707.7416 | 170893.9178 | 181269.9056 | 176538.8949 | 187003.0619 | 185944.5117 | 182320.7758 | 199194.9394 | 195873.6237 | 210567.0076 | 207172.9 | 209934.8536 | 211920.9711 | 219946.9351 | 223647.0338 | 236289.9027 | 95084.1287 | 97306.9622 | 101804.5622 | 100850.7819 | 106953.328 | 108486.6077 | 114787.3719 | 118897.2213 | 115079.2882 | 0 | 0 | 0 | 0 | 0 | 0 | 0 | 0 | 0
ssp245
ssp245 | Baseline - Total
ssp245 | Project Type - Phase | 2028 | 2029 | 2030 | 2031 | 2032 | 2033 | 2034 | 2035 | 2036 | 2037 | 2038 | 2039 | 2040 | 2041 | 2042 | 2043 | 2044 | 2045 | 2046 | 2047 | 2048 | 2049 | 2050 | 2051 | 2052 | 2053 | 2054 | 2055 | 2056 | 2057 | 2058 | 2059 | 2060 | 2061 | 2062 | 2063 | 2064 | 2065 | 2066 | 2067 | 2068 | 2069 | 2070 | 2071 | 2072 | 2073 | 2074 | 2075 | 2076 | 2077 | 2078 | 2079 | 2080 | 2081 | 2082 | 2083 | 2084 | 2085 | 2086 | 2087 | 2088 | 2089 | 2090 | 2091 | 2092
ssp245 | OH-1PH | 71134.4524 | 63288.0235 | 59995.1904 | 56804.4444 | 50584.7692 | 42775.2495 | 41464.6494 | 33983.4476 | 30978.239 | 25729.6441 | 25561.3131 | 26949.5159 | 26941.6211 | 27500.006 | 28187.168 | 29095.9549 | 28166.317 | 29636.4835 | 30858.2345 | 32410.5399 | 32009.7487 | 33934.009 | 35080.1129 | 35958.2597 | 34617.1904 | 36741.361 | 37809.7331 | 38465.3636 | 39277.8833 | 38764.46 | 38159.7364 | 39611.3185 | 41350.1117 | 43860.7234 | 42715.9909 | 45247.9386 | 44991.808 | 44114.9957 | 48197.9295 | 47394.2919 | 50949.5563 | 50128.3058 | 50796.5981 | 51277.1663 | 53219.1576 | 54114.4469 | 57173.5613 | 15656.3474 | 13904.8234 | 12429.7255 | 10307.7667 | 8898.3482 | 7054.4887 | 5470.191 | 3691.6451 | 1746.3046 | 0 | 0 | 0 | 0 | 0 | 0 | 0 | 0 | 0
ssp245 | OH-3PH | 182988.476 | 162804.0785 | 154333.4924 | 146125.518 | 130125.8323 | 110036.3811 | 106664.9527 | 87420.0768 | 79689.3848 | 66187.7362 | 65754.7162 | 69325.7723 | 69305.4634 | 70741.87 | 72509.5471 | 74847.3387 | 72455.9092 | 76237.8112 | 79380.6815 | 83373.8802 | 82342.8724 | 87292.8993 | 90241.1726 | 92500.1449 | 89050.3365 | 94514.619 | 97262.9324 | 98949.4967 | 101039.6476 | 99718.9016 | 98163.2919 | 101897.3868 | 106370.3125 | 112828.6879 | 109883.9424 | 116397.2036 | 115738.3251 | 113482.786 | 123985.8518 | 121918.5495 | 131064.2221 | 128951.6117 | 130670.7475 | 131906.9761 | 136902.615 | 139205.6849 | 147075.0459 | 40274.8747 | 35769.1998 | 31974.6121 | 26516.0195 | 22890.3875 | 18147.1859 | 14071.6893 | 9496.5027 | 4492.2482 | 0 | 0 | 0 | 0 | 0 | 0 | 0 | 0 | 0
ssp245 | UG-1PH | 175300.8065 | 154359.5598 | 144544.0926 | 134850.0713 | 117929.9598 | 97485.1854 | 91772.9262 | 72328.3695 | 62404.4082 | 47702.8425 | 47390.7562 | 49964.4887 | 49949.8517 | 50985.099 | 52259.0997 | 53943.9935 | 52220.4418 | 54946.1352 | 57211.2655 | 60089.2447 | 59346.1765 | 62913.7612 | 65038.6415 | 66666.7285 | 64180.3818 | 68118.6008 | 70099.366 | 71314.9071 | 72821.3212 | 71869.4328 | 70748.2734 | 73439.5112 | 76663.2394 | 81317.9214 | 79195.5837 | 83889.8229 | 83414.9559 | 81789.3432 | 89359.1155 | 87869.1688 | 94460.6404 | 92938.0392 | 94177.0553 | 95068.0302 | 98668.4884 | 100328.3576 | 105999.9655 | 103945.4388 | 106375.428 | 111292.1792 | 110249.5119 | 116920.7812 | 118596.9541 | 125484.9144 | 129977.7787 | 125804.0356 | 9733.3894 | 8397.5229 | 7620.809 | 1.2084e-16 | 9.7413e-17 | 7.6406e-17 | 5.5924e-17 | 3.5536e-17 | 1.8666e-17
ssp245 | Total | 429423.7349 | 380451.6618 | 358872.7754 | 337780.0337 | 298640.5612 | 250296.816 | 239902.5283 | 193731.894 | 173072.032 | 139620.2228 | 138706.7855 | 146239.7769 | 146196.9362 | 149226.9751 | 152955.8148 | 157887.2871 | 152842.6681 | 160820.4299 | 167450.1815 | 175873.6649 | 173698.7977 | 184140.6695 | 190359.927 | 195125.1331 | 187847.9087 | 199374.5808 | 205172.0315 | 208729.7673 | 213138.8521 | 210352.7943 | 207071.3017 | 214948.2165 | 224383.6637 | 238007.3327 | 231795.517 | 245534.9652 | 244145.089 | 239387.1249 | 261542.8968 | 257182.0102 | 276474.4189 | 272017.9566 | 275644.4009 | 278252.1726 | 288790.2609 | 293648.4894 | 310248.5726 | 159876.661 | 156049.4512 | 155696.5168 | 147073.2982 | 148709.5169 | 143798.6287 | 145026.7947 | 143165.9265 | 132042.5885 | 9733.3894 | 8397.5229 | 7620.809 | 1.2084e-16 | 9.7413e-17 | 7.6406e-17 | 5.5924e-17 | 3.5536e-17 | 1.8666e-17
ssp245 | Total cumulative | 2028: 12034198.7354
ssp245
ssp245 | Mitigation Scenario
ssp245 | Project Type - Phase | 2028 | 2029 | 2030 | 2031 | 2032 | 2033 | 2034 | 2035 | 2036 | 2037 | 2038 | 2039 | 2040 | 2041 | 2042 | 2043 | 2044 | 2045 | 2046 | 2047 | 2048 | 2049 | 2050 | 2051 | 2052 | 2053 | 2054 | 2055 | 2056 | 2057 | 2058 | 2059 | 2060 | 2061 | 2062 | 2063 | 2064 | 2065 | 2066 | 2067 | 2068 | 2069 | 2070 | 2071 | 2072 | 2073 | 2074 | 2075 | 2076 | 2077 | 2078 | 2079 | 2080 | 2081 | 2082 | 2083 | 2084 | 2085 | 2086 | 2087 | 2088 | 2089 | 2090 | 2091 | 2092
ssp245 | OH-1PH | 7816.9728 | 7680.906 | 8088.6349 | 8566.4668 | 8603.6299 | 8288.1256 | 9267.409 | 8901.5007 | 9710.6626 | 9933.5183 | 9868.5302 | 10404.4777 | 10401.4297 | 10617.007 | 10882.3016 | 11233.1596 | 10874.2516 | 11441.8431 | 11913.528 | 12512.8311 | 12358.0965 | 13101.0012 | 13543.4808 | 13882.5095 | 13364.759 | 14184.8437 | 14597.3132 | 14850.4344 | 15164.1262 | 14965.9074 | 14732.44 | 15292.8565 | 15964.1575 | 16933.4366 | 16491.4864 | 17469.0028 | 17370.1177 | 17031.6042 | 18607.9143 | 18297.6516 | 19670.2429 | 19353.1803 | 19611.1898 | 19796.7242 | 20546.4744 | 20892.1213 | 22073.1625 | 0 | 0 | 0 | 0 | 0 | 0 | 0 | 0 | 0
ssp245 | OH-3PH | 20108.6237 | 19758.6014 | 20807.4559 | 22036.6454 | 22132.2448 | 21320.6319 | 23839.7709 | 22898.497 | 24980.0103 | 25553.2911 | 25386.1138 | 26764.8018 | 26756.9611 | 27311.5188 | 27993.971 | 28896.5289 | 27973.2628 | 29433.3527 | 30646.7297 | 32188.3955 | 31790.3514 | 33701.4226 | 34839.671 | 35711.799 | 34379.9215 | 36489.5328 | 37550.5822 | 38201.7189 | 39008.6695 | 38498.7653 | 37898.1866 | 39339.8194 | 41066.6948 | 43560.0985 | 42423.2121 | 44937.8057 | 44683.4306 | 43812.6281 | 47867.5771 | 47069.4477 | 50600.344 | 49784.7224 | 50448.4342 | 50925.7085 | 52854.3893 | 53743.5422 | 56781.6892 | 0 | 0 | 0 | 0 | 0 | 0 | 0 | 0 | 0
ssp245 | UG-1PH | 3886.9358 | 3819.2776 | 4022.018 | 4259.6166 | 4278.0956 | 4121.2133 | 4608.1552 | 4426.2099 | 4828.5601 | 4939.3735 | 4907.0586 | 5173.5548 | 5172.0392 | 5279.2336 | 5411.1495 | 5585.6112 | 5407.1467 | 5689.3776 | 5923.9197 | 6221.919 | 6144.9783 | 6514.3825 | 6734.4025 | 6902.9822 | 6645.5343 | 7053.3158 | 7258.4134 | 7384.2761 | 7540.2572 | 7441.6943 | 7325.6043 | 7604.2675 | 7938.0673 | 8420.0346 | 8200.2779 | 8686.3412 | 8637.1713 | 8468.8478 | 9252.6571 | 9098.3812 | 9780.8927 | 9623.2355 | 9751.529 | 9843.7847 | 10216.5928 | 10388.4633 | 10975.7279 | 10762.9927 | 11014.605 | 11523.7083 | 11415.7457 | 12106.5198 | 12280.0785 | 12993.2899 | 13458.5019 | 13026.3332
| Total | 31812.5324 | 31258.785 | 32918.1088 | 34862.7287 | 35013.9703 | 33729.9708 | 37715.3351 | 36226.2075 | 39519.233 | 40426.1829 | 40161.7027 | 42342.8343 | 42330.4301 | 43207.7593 | 44287.4221 | 45715.2998 | 44254.6612 | 46564.5734 | 48484.1775 | 50923.1456 | 50293.4261 | 53316.8063 | 55117.5543 | 56497.2907 | 54390.2148 | 57727.6923 | 59406.3088 | 60436.4294 | 61713.053 | 60906.367 | 59956.2309 | 62236.9434 | 64968.9195 | 68913.5697 | 67114.9764 | 71093.1497 | 70690.7196 | 69313.0801 | 75728.1486 | 74465.4805 | 80051.4796 | 78761.1382 | 79811.153 | 80566.2173 | 83617.4565 | 85024.1268 | 89830.5796 | 10762.9927 | 11014.605 | 11523.7083 | 11415.7457 | 12106.5198 | 12280.0785 | 12993.2899 | 13458.5019 | 13026.3332
With Rhizome storm escalators (ssp370)
| Baseline - treated | 1 | 2 | 3 | 4 | 5 | 6 | 7 | 8 | 9 | 10 | 11 | 12 | 13 | 14 | 15 | 16 | 17 | 18 | 19 | 20 | 21 | 22 | 23 | 24 | 25 | 26 | 27 | 28 | 29 | 30 | 31 | 32 | 33 | 34 | 35 | 36 | 37 | 38 | 39 | 40 | 41 | 42 | 43 | 44 | 45 | 46 | 47 | 48 | 49 | 50 | 51 | 52 | 53 | 54 | 55 | 56 | 57 | 58 | 59 | 60 | 61 | 62 | 63 | 64 | 65
| Project Type - Phase | 2028 | 2029 | 2030 | 2031 | 2032 | 2033 | 2034 | 2035 | 2036 | 2037 | 2038 | 2039 | 2040 | 2041 | 2042 | 2043 | 2044 | 2045 | 2046 | 2047 | 2048 | 2049 | 2050 | 2051 | 2052 | 2053 | 2054 | 2055 | 2056 | 2057 | 2058 | 2059 | 2060 | 2061 | 2062 | 2063 | 2064 | 2065 | 2066 | 2067 | 2068 | 2069 | 2070 | 2071 | 2072 | 2073 | 2074 | 2075 | 2076 | 2077 | 2078 | 2079 | 2080 | 2081 | 2082 | 2083 | 2084 | 2085 | 2086 | 2087 | 2088 | 2089 | 2090 | 2091 | 2092
ssp370 | OH-1PH | 749.9144 | 1555.363 | 2230.7875 | 3197.4029 | 4023.9959 | 4825.777 | 5346.2247 | 6034.2282 | 6893.3256 | 8054.5841 | 7872.9613 | 7897.1191 | 8827.3015 | 8691.934 | 8509.912 | 8746.616 | 9114.0626 | 9315.1714 | 9737.0921 | 9655.8805 | 10060.5283 | 10608.5089 | 10757.3869 | 11101.5466 | 11440.1829 | 11211.7639 | 12041.2831 | 12025.0115 | 11893.2782 | 12228.8803 | 12943.0244 | 13396.3624 | 13208.8426 | 13120.9895 | 14556.6427 | 15043.2 | 15350.9049 | 15238.9652 | 16173.7027 | 16477.9616 | 15740.0563 | 17125.3455 | 16586.9148 | 17663.1967 | 17397.4382 | 17959.2012 | 18931.2699 | 16592.9067 | 15499.2328 | 13048.3376 | 11190.3762 | 8979.3387 | 7211.7836 | 5524.8415 | 3869.9957 | 1886.5737 | 0 | 0 | 0 | 0 | 0 | 0 | 0 | 0 | 0
ssp370 | OH-3PH | 1929.1032 | 4001.0642 | 5738.5472 | 8225.0985 | 10351.4521 | 12413.9787 | 13752.7945 | 15522.6361 | 17732.6051 | 20719.8624 | 20252.6502 | 20314.7945 | 22707.6246 | 22359.4011 | 21891.1621 | 22500.0669 | 23445.2978 | 23962.6364 | 25047.9983 | 24839.0871 | 25880.0156 | 27289.6581 | 27672.6364 | 28557.9634 | 29429.082 | 28841.4899 | 30975.3707 | 30933.5134 | 30594.6385 | 31457.9517 | 33295.0382 | 34461.2191 | 33978.8372 | 33752.8412 | 37445.96 | 38697.5952 | 39489.1447 | 39201.1877 | 41605.7355 | 42388.4204 | 40490.21 | 44053.7711 | 42668.695 | 45437.3561 | 44753.7106 | 46198.8073 | 48699.387 | 42684.109 | 39870.7081 | 33565.9491 | 28786.4715 | 23098.7299 | 18551.8163 | 14212.2741 | 9955.2973 | 4853.0807 | 0 | 0 | 0 | 0 | 0 | 0 | 0 | 0 | 0
ssp370 | UG-1PH | 372.8898 | 773.3935 | 1109.2437 | 1589.8865 | 2000.9042 | 2399.5844 | 2658.3734 | 3000.4784 | 3427.6587 | 4005.0864 | 3914.7757 | 3926.788 | 4389.3148 | 4322.0043 | 4231.4951 | 4349.1945 | 4531.9048 | 4631.9048 | 4841.7019 | 4801.32 | 5002.5283 | 5275.0079 | 5349.0365 | 5520.1675 | 5688.5521 | 5574.9723 | 5987.445 | 5979.3541 | 5913.8506 | 6080.7264 | 6435.8297 | 6661.2489 | 6568.0059 | 6524.3216 | 7238.1902 | 7480.1275 | 7633.1316 | 7577.4704 | 8042.2622 | 8193.5528 | 7826.6345 | 8515.46 | 8247.729 | 8782.9028 | 8650.7562 | 8930.089 | 9413.4435 | 9391.3918 | 10108.3098 | 9959.804 | 10203.5026 | 10058.1745 | 10335.7782 | 10804.4174 | 11615.8809 | 11586.1953 | 10206.9099 | 9154.5968 | 8332.4107 | 1.2714e-16 | 1.0232e-16 | 8.2645e-17 | 6.093e-17 | 4.0082e-17 | 1.8647e-17
ssp370 | Total | 3051.9074 | 6329.8207 | 9078.5785 | 13012.3879 | 16376.3522 | 19639.3401 | 21757.3925 | 24557.3426 | 28053.5894 | 32779.5328 | 32040.3872 | 32138.7016 | 35924.2409 | 35373.3394 | 34632.5691 | 35595.8774 | 37091.2651 | 37909.7125 | 39626.7924 | 39296.2877 | 40943.0722 | 43173.1749 | 43779.0597 | 45179.6775 | 46557.8169 | 45628.2262 | 49004.0988 | 48937.879 | 48401.7674 | 49767.5584 | 52673.8922 | 54518.8304 | 53755.6857 | 53398.1524 | 59240.7929 | 61220.9228 | 62473.1813 | 62017.6234 | 65821.7004 | 67059.9348 | 64056.9008 | 69694.5767 | 67503.3388 | 71883.4556 | 70801.905 | 73088.0976 | 77044.1004 | 68668.4075 | 65478.2507 | 56574.0907 | 50180.3502 | 42136.2431 | 36099.378 | 30541.5331 | 25441.1739 | 18325.8497 | 10206.9099 | 9154.5968 | 8332.4107 | 1.2714e-16 | 1.0232e-16 | 8.2645e-17 | 6.093e-17 | 4.0082e-17 | 1.8647e-17
ssp370
ssp370 | Baseline - remaining at risk (Remaining at risk EUL is same as Mitigation case because it is the counterfactual; while Baseline - Mitigated is calculated as below based on in-service year)
ssp370 | Project Type - Phase | 2028 | 2029 | 2030 | 2031 | 2032 | 2033 | 2034 | 2035 | 2036 | 2037 | 2038 | 2039 | 2040 | 2041 | 2042 | 2043 | 2044 | 2045 | 2046 | 2047 | 2048 | 2049 | 2050 | 2051 | 2052 | 2053 | 2054 | 2055 | 2056 | 2057 | 2058 | 2059 | 2060 | 2061 | 2062 | 2063 | 2064 | 2065 | 2066 | 2067 | 2068 | 2069 | 2070 | 2071 | 2072 | 2073 | 2074 | 2075 | 2076 | 2077 | 2078 | 2079 | 2080 | 2081 | 2082 | 2083 | 2084 | 2085 | 2086 | 2087 | 2088 | 2089 | 2090 | 2091 | 2092
ssp370 | OH-1PH | 67492.2995 | 63966.4364 | 55426.5553 | 53442.4994 | 47651.5218 | 41496.8189 | 33613.6618 | 27502.4356 | 22169.6514 | 17285.5502 | 16895.7784 | 16947.6223 | 18943.8414 | 18653.3359 | 18262.7073 | 18770.6863 | 19559.2454 | 19990.8353 | 20896.2988 | 20722.0145 | 21590.4094 | 22766.4039 | 23085.9037 | 23824.488 | 24551.2189 | 24061.0201 | 25841.2106 | 25806.2911 | 25523.5847 | 26243.8039 | 27776.3938 | 28749.2805 | 28346.8532 | 28158.3161 | 31239.3013 | 32283.4783 | 32943.8287 | 32703.6005 | 34709.595 | 35362.5501 | 33778.9676 | 36751.8693 | 35596.3693 | 37906.1255 | 37335.7941 | 38541.3663 | 40627.4756 | 0 | 0 | 0 | 0 | 0 | 0 | 0 | 0 | 0 | 0 | 0 | 0 | 0 | 0 | 0 | 0 | 0 | 0
ssp370 | OH-3PH | 173619.2887 | 164549.2489 | 142580.9933 | 137477.1464 | 122580.2555 | 106747.7065 | 86468.8282 | 70748.12 | 57029.9004 | 44465.8867 | 43463.2254 | 43596.5903 | 48731.7263 | 47984.4209 | 46979.5559 | 48286.2968 | 50314.8108 | 51425.0459 | 53754.2884 | 53305.9542 | 55539.8401 | 58565.005 | 59386.8961 | 61286.8533 | 63156.3184 | 61895.3157 | 66474.7333 | 66384.9053 | 65657.6625 | 67510.3768 | 71452.8585 | 73955.5425 | 72920.3262 | 72435.3274 | 80360.9495 | 83047.0229 | 84745.7287 | 84127.7583 | 89288.041 | 90967.7229 | 86894.0661 | 94541.6508 | 91569.2066 | 97510.8952 | 96043.757 | 99145.0086 | 104511.3807 | 0 | 0 | 0 | 0 | 0 | 0 | 0 | 0 | 0 | 0 | 0 | 0 | 0 | 0 | 0 | 0 | 0 | 0
ssp370 | UG-1PH | 167800.4037 | 159034.3481 | 137802.3629 | 132869.5725 | 118471.9538 | 103170.0359 | 83570.8083 | 68376.9827 | 55118.5319 | 42975.6036 | 42006.5468 | 42135.4419 | 47098.4729 | 46376.2135 | 45405.0267 | 46667.9719 | 48628.4999 | 49701.5253 | 51952.7027 | 51519.3945 | 53678.4113 | 56602.1872 | 57396.5324 | 59232.8122 | 61039.6218 | 59820.8819 | 64246.8194 | 64160.002 | 63457.1329 | 65247.7531 | 69058.1018 | 71476.9078 | 70476.387 | 70007.643 | 77667.6363 | 80263.6854 | 81905.4588 | 81308.1997 | 86295.5345 | 87918.9216 | 83981.7942 | 91373.0686 | 88500.2465 | 94242.7982 | 92824.8314 | 95822.1439 | 101008.661 | 100772.0407 | 108464.7548 | 106871.2496 | 109486.1977 | 107926.7897 | 110905.5486 | 115934.168 | 124641.3787 | 124322.8445 | 0 | 0 | 0 | 0 | 0 | 0 | 0 | 0 | 0
ssp370 | Total | 408911.9919 | 387550.0335 | 335809.9115 | 323789.2184 | 288703.7311 | 251414.5613 | 203653.2983 | 166627.5382 | 134318.0837 | 104727.0405 | 102365.5507 | 102679.6544 | 114774.0406 | 113013.9702 | 110647.2899 | 113724.955 | 118502.5561 | 121117.4065 | 126603.2898 | 125547.3633 | 130808.6607 | 137933.5961 | 139869.3322 | 144344.1535 | 148747.1591 | 145777.2177 | 156562.7634 | 156351.1985 | 154638.38 | 159001.9338 | 168287.3541 | 174181.7308 | 171743.5664 | 170601.2865 | 189267.8872 | 195594.1866 | 199595.0162 | 198139.5585 | 210293.1706 | 214249.1947 | 204654.828 | 222666.5888 | 215665.8224 | 229659.8189 | 226204.3824 | 233508.5188 | 246147.5173 | 100772.0407 | 108464.7548 | 106871.2496 | 109486.1977 | 107926.7897 | 110905.5486 | 115934.168 | 124641.3787 | 124322.8445 | 0 | 0 | 0 | 0 | 0 | 0 | 0 | 0 | 0
ssp370
ssp370 | Baseline - Total
ssp370 | Project Type - Phase | 2028 | 2029 | 2030 | 2031 | 2032 | 2033 | 2034 | 2035 | 2036 | 2037 | 2038 | 2039 | 2040 | 2041 | 2042 | 2043 | 2044 | 2045 | 2046 | 2047 | 2048 | 2049 | 2050 | 2051 | 2052 | 2053 | 2054 | 2055 | 2056 | 2057 | 2058 | 2059 | 2060 | 2061 | 2062 | 2063 | 2064 | 2065 | 2066 | 2067 | 2068 | 2069 | 2070 | 2071 | 2072 | 2073 | 2074 | 2075 | 2076 | 2077 | 2078 | 2079 | 2080 | 2081 | 2082 | 2083 | 2084 | 2085 | 2086 | 2087 | 2088 | 2089 | 2090 | 2091 | 2092
ssp370 | OH-1PH | 68242.2139 | 65521.7994 | 57657.3428 | 56639.9023 | 51675.5177 | 46322.5959 | 38959.8865 | 33536.6637 | 29062.9771 | 25340.1343 | 24768.7397 | 24844.7413 | 27771.1429 | 27345.2699 | 26772.6193 | 27517.3023 | 28673.308 | 29306.0067 | 30633.3909 | 30377.8951 | 31650.9377 | 33374.9129 | 33843.2906 | 34926.0346 | 35991.4017 | 35272.784 | 37882.4937 | 37831.3027 | 37416.8629 | 38472.6842 | 40719.4182 | 42145.6429 | 41555.6958 | 41279.3056 | 45795.944 | 47326.6783 | 48294.7336 | 47942.5657 | 50883.2977 | 51840.5117 | 49519.024 | 53877.2149 | 52183.2841 | 55569.3222 | 54733.2322 | 56500.5676 | 59558.7454 | 16592.9067 | 15499.2328 | 13048.3376 | 11190.3762 | 8979.3387 | 7211.7836 | 5524.8415 | 3869.9957 | 1886.5737 | 0 | 0 | 0 | 0 | 0 | 0 | 0 | 0 | 0
ssp370 | OH-3PH | 175548.3919 | 168550.3131 | 148319.5405 | 145702.2449 | 132931.7076 | 119161.6852 | 100221.6227 | 86270.756 | 74762.5055 | 65185.749 | 63715.8756 | 63911.3848 | 71439.351 | 70343.822 | 68870.7179 | 70786.3636 | 73760.1086 | 75387.6823 | 78802.2867 | 78145.0413 | 81419.8557 | 85854.663 | 87059.5324 | 89844.8167 | 92585.4004 | 90736.8057 | 97450.1041 | 97318.4187 | 96252.301 | 98968.3285 | 104747.8967 | 108416.7616 | 106899.1634 | 106188.1686 | 117806.9095 | 121744.6181 | 124234.8735 | 123328.946 | 130893.7765 | 133356.1434 | 127384.2762 | 138595.4219 | 134237.9017 | 142948.2514 | 140797.4676 | 145343.8159 | 153210.7677 | 42684.109 | 39870.7081 | 33565.9491 | 28786.4715 | 23098.7299 | 18551.8163 | 14212.2741 | 9955.2973 | 4853.0807 | 0 | 0 | 0 | 0 | 0 | 0 | 0 | 0 | 0
ssp370 | UG-1PH | 168173.2935 | 159807.7417 | 138911.6067 | 134459.4591 | 120472.8581 | 105569.6203 | 86229.1816 | 71377.461 | 58546.1906 | 46980.69 | 45921.3225 | 46062.2299 | 51487.7877 | 50698.2177 | 49636.5218 | 51017.1665 | 53160.4047 | 54333.4301 | 56794.4046 | 56320.7146 | 58680.9396 | 61877.1952 | 62745.5689 | 64752.9798 | 66728.1739 | 65395.8543 | 70234.2644 | 70139.3561 | 69370.9835 | 71328.4795 | 75493.9315 | 78138.1567 | 77044.3929 | 76531.9646 | 84905.8266 | 87743.8129 | 89538.5904 | 88885.6701 | 94337.7967 | 96112.4744 | 91808.4288 | 99888.5287 | 96747.9755 | 103025.701 | 101475.5876 | 104752.2329 | 110422.1045 | 110163.4324 | 118573.0646 | 116831.0536 | 119689.7003 | 117984.9641 | 121241.3268 | 126738.5854 | 136257.2596 | 135909.0398 | 10206.9099 | 9154.5968 | 8332.4107 | 1.2714e-16 | 1.0232e-16 | 8.2645e-17 | 6.093e-17 | 4.0082e-17 | 1.8647e-17
ssp370 | Total | 411963.8993 | 393879.8542 | 344888.49 | 336801.6063 | 305080.0833 | 271053.9014 | 225410.6908 | 191184.8808 | 162371.6732 | 137506.5734 | 134405.9378 | 134818.356 | 150698.2815 | 148387.3096 | 145279.859 | 149320.8324 | 155593.8213 | 159027.1191 | 166230.0822 | 164843.651 | 171751.733 | 181106.7711 | 183648.3919 | 189523.8311 | 195304.976 | 191405.4439 | 205566.8622 | 205289.0776 | 203040.1474 | 208769.4922 | 220961.2463 | 228700.5612 | 225499.2521 | 223999.4389 | 248508.6801 | 256815.1094 | 262068.1975 | 260157.1819 | 276114.871 | 281309.1295 | 268711.7289 | 292361.1655 | 283169.1613 | 301543.2746 | 297006.2875 | 306596.6164 | 323191.6176 | 169440.4482 | 173943.0055 | 163445.3403 | 159666.5479 | 150063.0328 | 147004.9267 | 146475.7011 | 150082.5526 | 142648.6942 | 10206.9099 | 9154.5968 | 8332.4107 | 1.2714e-16 | 1.0232e-16 | 8.2645e-17 | 6.093e-17 | 4.0082e-17 | 1.8647e-17
ssp370 | Total cumulative | 2028: 12211331.3146
ssp370
ssp370 | Mitigation Scenario
ssp370 | Project Type - Phase | 2028 | 2029 | 2030 | 2031 | 2032 | 2033 | 2034 | 2035 | 2036 | 2037 | 2038 | 2039 | 2040 | 2041 | 2042 | 2043 | 2044 | 2045 | 2046 | 2047 | 2048 | 2049 | 2050 | 2051 | 2052 | 2053 | 2054 | 2055 | 2056 | 2057 | 2058 | 2059 | 2060 | 2061 | 2062 | 2063 | 2064 | 2065 | 2066 | 2067 | 2068 | 2069 | 2070 | 2071 | 2072 | 2073 | 2074 | 2075 | 2076 | 2077 | 2078 | 2079 | 2080 | 2081 | 2082 | 2083 | 2084 | 2085 | 2086 | 2087 | 2088 | 2089 | 2090 | 2091 | 2092
ssp370 | OH-1PH | 7499.1444 | 7952.0067 | 7773.4431 | 8541.6528 | 8789.1481 | 8975.4589 | 8707.5909 | 8784.4717 | 9110.2908 | 9783.1391 | 9562.5391 | 9591.8813 | 10721.6856 | 10557.2676 | 10336.1827 | 10623.6846 | 11069.9871 | 11314.2549 | 11826.722 | 11728.082 | 12219.5692 | 12885.1493 | 13065.9773 | 13483.9954 | 13895.3048 | 13617.8659 | 14625.4041 | 14605.6407 | 14445.6367 | 14853.2607 | 15720.6638 | 16271.2905 | 16043.5279 | 15936.8211 | 17680.5728 | 18271.5478 | 18645.2877 | 18509.3253 | 19644.6622 | 20014.2166 | 19117.9531 | 20800.5325 | 20146.5517 | 21453.8092 | 21131.0176 | 21813.3378 | 22994.0174 | 0 | 0 | 0 | 0 | 0 | 0 | 0 | 0 | 0
ssp370 | OH-3PH | 19291.0321 | 20455.9891 | 19996.6465 | 21972.8131 | 22609.4776 | 23088.7494 | 22399.6773 | 22597.4481 | 23435.5952 | 25166.451 | 24598.9727 | 24674.4535 | 27580.7972 | 27157.8432 | 26589.1176 | 27328.6965 | 28476.7789 | 29105.141 | 30423.4272 | 30169.6826 | 31433.9996 | 33146.1586 | 33611.326 | 34686.6488 | 35744.7138 | 35031.0215 | 37622.8441 | 37572.0039 | 37160.4048 | 38208.9894 | 40440.324 | 41856.7733 | 41270.8698 | 40996.374 | 45482.0549 | 47002.2975 | 47963.7176 | 47613.9636 | 50534.5396 | 51485.1927 | 49179.6166 | 53507.9362 | 51825.6157 | 55188.4456 | 54358.0863 | 56113.3082 | 59150.5251 | 0 | 0 | 0 | 0 | 0 | 0 | 0 | 0 | 0
ssp370 | UG-1PH | 3728.8979 | 3954.0805 | 3865.291 | 4247.278 | 4370.3433 | 4462.9851 | 4329.7895 | 4368.018 | 4530.0293 | 4864.5985 | 4754.9067 | 4769.4969 | 5331.2843 | 5249.5285 | 5139.5956 | 5282.554 | 5504.4748 | 5625.9353 | 5880.756 | 5831.7079 | 6076.0966 | 6407.0517 | 6496.9671 | 6704.8238 | 6909.3445 | 6771.39 | 7272.3814 | 7262.5542 | 7182.9933 | 7385.6815 | 7816.9917 | 8090.787 | 7977.5337 | 7924.4745 | 8791.543 | 9085.4012 | 9271.2408 | 9203.6344 | 9768.1729 | 9951.9312 | 9506.2704 | 10342.9214 | 10017.734 | 10667.7588 | 10507.2529 | 10846.5319 | 11433.6167 | 11406.8326 | 12277.6049 | 12097.229 | 12393.2265 | 12216.7102 | 12553.8891 | 13123.1008 | 14108.7084 | 14072.6521
| Total | 30519.0743 | 32362.0762 | 31635.3806 | 34761.7439 | 35768.969 | 36527.1933 | 35437.0577 | 35749.9378 | 37075.9153 | 39814.1886 | 38916.4185 | 39035.8317 | 43633.7671 | 42964.6393 | 42064.896 | 43234.9351 | 45051.2408 | 46045.3312 | 48130.9052 | 47729.4725 | 49729.6654 | 52438.3596 | 53174.2704 | 54875.4679 | 56549.3631 | 55420.2774 | 59520.6296 | 59440.1987 | 58789.0347 | 60447.9315 | 63977.9795 | 66218.8508 | 65291.9314 | 64857.6696 | 71954.1707 | 74359.2466 | 75880.2462 | 75326.9233 | 79947.3747 | 81451.3405 | 77803.8401 | 84651.39 | 81989.9014 | 87310.0137 | 85996.3568 | 88773.1779 | 93578.1592 | 11406.8326 | 12277.6049 | 12097.229 | 12393.2265 | 12216.7102 | 12553.8891 | 13123.1008 | 14108.7084 | 14072.6521
With Rhizome storm escalators (ssp585)
| Baseline - treated | 1 | 2 | 3 | 4 | 5 | 6 | 7 | 8 | 9 | 10 | 11 | 12 | 13 | 14 | 15 | 16 | 17 | 18 | 19 | 20 | 21 | 22 | 23 | 24 | 25 | 26 | 27 | 28 | 29 | 30 | 31 | 32 | 33 | 34 | 35 | 36 | 37 | 38 | 39 | 40 | 41 | 42 | 43 | 44 | 45 | 46 | 47 | 48 | 49 | 50 | 51 | 52 | 53 | 54 | 55 | 56 | 57 | 58 | 59 | 60 | 61 | 62 | 63 | 64 | 65
| Project Type - Phase | 2028 | 2029 | 2030 | 2031 | 2032 | 2033 | 2034 | 2035 | 2036 | 2037 | 2038 | 2039 | 2040 | 2041 | 2042 | 2043 | 2044 | 2045 | 2046 | 2047 | 2048 | 2049 | 2050 | 2051 | 2052 | 2053 | 2054 | 2055 | 2056 | 2057 | 2058 | 2059 | 2060 | 2061 | 2062 | 2063 | 2064 | 2065 | 2066 | 2067 | 2068 | 2069 | 2070 | 2071 | 2072 | 2073 | 2074 | 2075 | 2076 | 2077 | 2078 | 2079 | 2080 | 2081 | 2082 | 2083 | 2084 | 2085 | 2086 | 2087 | 2088 | 2089 | 2090 | 2091 | 2092
ssp585 | OH-1PH | 778.3451 | 1572.2624 | 2461.7916 | 3249.7757 | 3852.7937 | 4649.2489 | 5585.4714 | 6376.2509 | 7163.7215 | 8195.484 | 8500.7733 | 8491.5411 | 8865.1331 | 8579.7484 | 9277.261 | 9207.8144 | 9814.6903 | 9582.1719 | 9615.556 | 10330.4206 | 10524.8686 | 10910.9575 | 11454.0859 | 11086.9069 | 11367.6723 | 12075.4387 | 11855.746 | 12135.6833 | 12584.924 | 13339.1875 | 13061.1624 | 13089.7839 | 13733.2217 | 14579.6399 | 14557.881 | 15490.3704 | 15807.4598 | 16156.1502 | 15682.4303 | 17085.9286 | 16379.5531 | 18005.5268 | 17135.1853 | 18669.5489 | 18416.4516 | 18670.8688 | 19475.3135 | 16813.838 | 15341.2906 | 13020.518 | 11175.3387 | 9310.992 | 7437.6232 | 5659.1933 | 3833.6367 | 1908.7219 | 0 | 0 | 0 | 0 | 0 | 0 | 0 | 0 | 0
ssp585 | OH-3PH | 2002.239 | 4044.5365 | 6332.7893 | 8359.8241 | 9911.0463 | 11959.8723 | 14368.2402 | 16402.4659 | 18428.1798 | 21082.3176 | 21867.6533 | 21843.9042 | 22804.9439 | 22070.8113 | 23865.1145 | 23686.4679 | 25247.6144 | 24649.4769 | 24735.3552 | 26574.2949 | 27074.499 | 28067.6863 | 29464.8465 | 28520.3039 | 29242.5534 | 31063.2338 | 30498.0894 | 31218.2089 | 32373.8497 | 34314.1404 | 33598.94 | 33672.5668 | 35327.7664 | 37505.1189 | 37449.1456 | 39847.9101 | 40663.6008 | 41560.5829 | 40341.9711 | 43952.3737 | 42135.2715 | 46317.9768 | 44079.0833 | 48026.1279 | 47375.0523 | 48029.5231 | 50098.9018 | 43252.4395 | 39464.4126 | 33494.3852 | 28747.7887 | 23951.8851 | 19132.773 | 14557.8848 | 9861.7661 | 4910.0555 | 0 | 0 | 0 | 0 | 0 | 0 | 0 | 0 | 0
ssp585 | UG-1PH | 387.0267 | 781.7966 | 1224.1089 | 1615.9286 | 1915.7751 | 2311.807 | 2777.3371 | 3170.5468 | 3562.1111 | 4075.1479 | 4226.9509 | 4222.3603 | 4408.1263 | 4266.2207 | 4613.0541 | 4578.5223 | 4880.2871 | 4764.669 | 4781.269 | 5136.7304 | 5233.4183 | 5425.3984 | 5695.4653 | 5512.8881 | 5652.4967 | 6004.4287 | 5895.188 | 6034.3849 | 6257.7667 | 6632.819 | 6494.573 | 6508.8048 | 6828.7498 | 7249.6255 | 7238.806 | 7702.4799 | 7860.1504 | 8033.5343 | 7797.9804 | 8495.8602 | 8144.6199 | 8953.1241 | 8520.3528 | 9283.3045 | 9157.4536 | 9283.9608 | 9683.9654 | 9516.4363 | 10005.3028 | 9938.5693 | 10189.7913 | 10429.6747 | 10659.4467 | 11067.1567 | 11506.7483 | 11722.2162 | 10365.3183 | 9409.9661 | 7811.4713 | 1.2779e-16 | 1.0435e-16 | 8.3486e-17 | 5.8732e-17 | 4.0617e-17 | 1.9428e-17
ssp585 | Total | 3167.6108 | 6398.5955 | 10018.6899 | 13225.5285 | 15679.6151 | 18920.9282 | 22731.0487 | 25949.2635 | 29154.0124 | 33352.9495 | 34595.3775 | 34557.8056 | 36078.2034 | 34916.7804 | 37755.4296 | 37472.8046 | 39942.5918 | 38996.3178 | 39132.1802 | 42041.4459 | 42832.7858 | 44404.0422 | 46614.3976 | 45120.0989 | 46262.7224 | 49143.1011 | 48249.0233 | 49388.2771 | 51216.5405 | 54286.1468 | 53154.6753 | 53271.1555 | 55889.7379 | 59334.3843 | 59245.8326 | 63040.7604 | 64331.2109 | 65750.2675 | 63822.3818 | 69534.1625 | 66659.4445 | 73276.6277 | 69734.6214 | 75978.9813 | 74948.9575 | 75984.3527 | 79258.1807 | 69582.7138 | 64811.0061 | 56453.4725 | 50112.9187 | 43692.5518 | 37229.8429 | 31284.2349 | 25202.1511 | 18540.9935 | 10365.3183 | 9409.9661 | 7811.4713 | 1.2779e-16 | 1.0435e-16 | 8.3486e-17 | 5.8732e-17 | 4.0617e-17 | 1.9428e-17
ssp585
ssp585 | Baseline - remaining at risk (Remaining at risk EUL is same as Mitigation case because it is the counterfactual; while Baseline - Mitigated is calculated as below based on in-service year)
ssp585 | Project Type - Phase | 2028 | 2029 | 2030 | 2031 | 2032 | 2033 | 2034 | 2035 | 2036 | 2037 | 2038 | 2039 | 2040 | 2041 | 2042 | 2043 | 2044 | 2045 | 2046 | 2047 | 2048 | 2049 | 2050 | 2051 | 2052 | 2053 | 2054 | 2055 | 2056 | 2057 | 2058 | 2059 | 2060 | 2061 | 2062 | 2063 | 2064 | 2065 | 2066 | 2067 | 2068 | 2069 | 2070 | 2071 | 2072 | 2073 | 2074 | 2075 | 2076 | 2077 | 2078 | 2079 | 2080 | 2081 | 2082 | 2083 | 2084 | 2085 | 2086 | 2087 | 2088 | 2089 | 2090 | 2091 | 2092
ssp585 | OH-1PH | 70051.055 | 64661.4447 | 61166.125 | 54317.8779 | 45624.1727 | 39978.855 | 35117.893 | 29061.2856 | 23039.2726 | 17587.9286 | 18243.0952 | 18223.2825 | 19025.0301 | 18412.5798 | 19909.4777 | 19760.4417 | 21062.8285 | 20563.8321 | 20635.4761 | 22169.6121 | 22586.9074 | 23415.4741 | 24581.0554 | 23793.0705 | 24395.6074 | 25914.5104 | 25443.0386 | 26043.7984 | 27007.8921 | 28626.58 | 28029.9239 | 28091.3471 | 29472.1978 | 31288.6546 | 31241.9589 | 33243.1288 | 33923.6189 | 34671.9265 | 33655.2993 | 36667.2785 | 35151.3606 | 38640.7835 | 36772.986 | 40065.809 | 39522.649 | 40068.6415 | 41795.0211 | 0 | 0 | 0 | 0 | 0 | 0 | 0 | 0 | 0 | 0 | 0 | 0 | 0 | 0 | 0 | 0 | 0 | 0
ssp585 | OH-3PH | 180201.511 | 166337.1099 | 157345.6409 | 139728.9972 | 117365.0398 | 102842.8491 | 90338.3593 | 74758.1542 | 59266.9407 | 45243.7342 | 46929.1049 | 46878.1381 | 48940.5786 | 47365.0924 | 51215.7591 | 50832.3743 | 54182.6746 | 52899.0409 | 53083.3401 | 57029.7991 | 58103.2625 | 60234.6934 | 63233.0708 | 61206.0341 | 62756.0185 | 66663.2919 | 65450.4631 | 66995.8765 | 69475.9409 | 73639.9041 | 72105.0474 | 72263.0544 | 75815.1974 | 80487.9075 | 80367.786 | 85515.6576 | 87266.1715 | 89191.1412 | 86575.9379 | 94324.0469 | 90424.4524 | 99400.7523 | 94595.9721 | 103066.5321 | 101669.2907 | 103073.8185 | 107514.8112 | 0 | 0 | 0 | 0 | 0 | 0 | 0 | 0 | 0 | 0 | 0 | 0 | 0 | 0 | 0 | 0 | 0 | 0
ssp585 | UG-1PH | 174162.0215 | 160762.2886 | 152072.1705 | 135045.9521 | 113431.5272 | 99396.0505 | 87310.6512 | 72252.6198 | 57280.5974 | 43727.3815 | 45356.2666 | 45307.008 | 47300.3254 | 45777.6419 | 49499.2527 | 49128.7172 | 52366.7314 | 51126.119 | 51304.2414 | 55118.434 | 56155.9201 | 58215.9157 | 61113.8019 | 59154.7017 | 60652.7381 | 64429.0584 | 63256.8778 | 64750.4964 | 67147.4409 | 71171.8481 | 69688.4324 | 69841.1438 | 73274.236 | 77790.3393 | 77674.2437 | 82649.5834 | 84341.4285 | 86201.8824 | 83674.3281 | 91162.7577 | 87393.8589 | 96069.3163 | 91425.5693 | 99612.2368 | 98261.8242 | 99619.279 | 103911.4309 | 102113.8005 | 107359.4636 | 106643.3959 | 109339.0719 | 111913.0825 | 114378.5955 | 118753.428 | 123470.3586 | 125782.3836 | 0 | 0 | 0 | 0 | 0 | 0 | 0 | 0 | 0
ssp585 | Total | 424414.5876 | 391760.8433 | 370583.9364 | 329092.8271 | 276420.7397 | 242217.7546 | 212766.9034 | 176072.0595 | 139586.8107 | 106559.0444 | 110528.4667 | 110408.4286 | 115265.9341 | 111555.3141 | 120624.4895 | 119721.5332 | 127612.2345 | 124588.9921 | 125023.0576 | 134317.8451 | 136846.0901 | 141866.0832 | 148927.928 | 144153.8063 | 147804.364 | 157006.8607 | 154150.3795 | 157790.1713 | 163631.2739 | 173438.3321 | 169823.4038 | 170195.5453 | 178561.6312 | 189566.9015 | 189283.9886 | 201408.3698 | 205531.2189 | 210064.9502 | 203905.5653 | 222154.0831 | 212969.6719 | 234110.8521 | 222794.5275 | 242744.5778 | 239453.7639 | 242761.739 | 253221.2632 | 102113.8005 | 107359.4636 | 106643.3959 | 109339.0719 | 111913.0825 | 114378.5955 | 118753.428 | 123470.3586 | 125782.3836 | 0 | 0 | 0 | 0 | 0 | 0 | 0 | 0 | 0
ssp585
ssp585 | Baseline - Total
ssp585 | Project Type - Phase | 2028 | 2029 | 2030 | 2031 | 2032 | 2033 | 2034 | 2035 | 2036 | 2037 | 2038 | 2039 | 2040 | 2041 | 2042 | 2043 | 2044 | 2045 | 2046 | 2047 | 2048 | 2049 | 2050 | 2051 | 2052 | 2053 | 2054 | 2055 | 2056 | 2057 | 2058 | 2059 | 2060 | 2061 | 2062 | 2063 | 2064 | 2065 | 2066 | 2067 | 2068 | 2069 | 2070 | 2071 | 2072 | 2073 | 2074 | 2075 | 2076 | 2077 | 2078 | 2079 | 2080 | 2081 | 2082 | 2083 | 2084 | 2085 | 2086 | 2087 | 2088 | 2089 | 2090 | 2091 | 2092
ssp585 | OH-1PH | 70829.4001 | 66233.7071 | 63627.9166 | 57567.6536 | 49476.9664 | 44628.1039 | 40703.3644 | 35437.5364 | 30202.994 | 25783.4126 | 26743.8684 | 26714.8236 | 27890.1632 | 26992.3281 | 29186.7387 | 28968.2561 | 30877.5188 | 30146.0041 | 30251.0322 | 32500.0326 | 33111.7759 | 34326.4317 | 36035.1412 | 34879.9774 | 35763.2796 | 37989.9491 | 37298.7845 | 38179.4817 | 39592.8161 | 41965.7675 | 41091.0863 | 41181.131 | 43205.4195 | 45868.2946 | 45799.8399 | 48733.4992 | 49731.0787 | 50828.0767 | 49337.7296 | 53753.2071 | 51530.9137 | 56646.3103 | 53908.1714 | 58735.3579 | 57939.1006 | 58739.5102 | 61270.3346 | 16813.838 | 15341.2906 | 13020.518 | 11175.3387 | 9310.992 | 7437.6232 | 5659.1933 | 3833.6367 | 1908.7219 | 0 | 0 | 0 | 0 | 0 | 0 | 0 | 0 | 0
ssp585 | OH-3PH | 182203.75 | 170381.6465 | 163678.4302 | 148088.8213 | 127276.0861 | 114802.7214 | 104706.5994 | 91160.62 | 77695.1205 | 66326.0519 | 68796.7582 | 68722.0423 | 71745.5226 | 69435.9037 | 75080.8736 | 74518.8423 | 79430.2889 | 77548.5178 | 77818.6953 | 83604.094 | 85177.7615 | 88302.3796 | 92697.9172 | 89726.338 | 91998.572 | 97726.5257 | 95948.5525 | 98214.0854 | 101849.7906 | 107954.0444 | 105703.9874 | 105935.6212 | 111142.9638 | 117993.0264 | 117816.9316 | 125363.5678 | 127929.7723 | 130751.7242 | 126917.909 | 138276.4206 | 132559.7239 | 145718.729 | 138675.0554 | 151092.66 | 149044.343 | 151103.3417 | 157613.7129 | 43252.4395 | 39464.4126 | 33494.3852 | 28747.7887 | 23951.8851 | 19132.773 | 14557.8848 | 9861.7661 | 4910.0555 | 0 | 0 | 0 | 0 | 0 | 0 | 0 | 0 | 0
ssp585 | UG-1PH | 174549.0483 | 161544.0853 | 153296.2794 | 136661.8807 | 115347.3023 | 101707.8575 | 90087.9883 | 75423.1666 | 60842.7086 | 47802.5294 | 49583.2176 | 49529.3683 | 51708.4518 | 50043.8626 | 54112.3068 | 53707.2395 | 57247.0186 | 55890.788 | 56085.5104 | 60255.1644 | 61389.3385 | 63641.3141 | 66809.2671 | 64667.5897 | 66305.2348 | 70433.4871 | 69152.0658 | 70784.8812 | 73405.2077 | 77804.6671 | 76183.0054 | 76349.9486 | 80102.9859 | 85039.9648 | 84913.0497 | 90352.0633 | 92201.5789 | 94235.4168 | 91472.3085 | 99658.6179 | 95538.4788 | 105022.4404 | 99945.9221 | 108895.5413 | 107419.2778 | 108903.2398 | 113595.3963 | 111630.2368 | 117364.7665 | 116581.9652 | 119528.8632 | 122342.7572 | 125038.0422 | 129820.5847 | 134977.107 | 137504.5997 | 10365.3183 | 9409.9661 | 7811.4713 | 1.2779e-16 | 1.0435e-16 | 8.3486e-17 | 5.8732e-17 | 4.0617e-17 | 1.9428e-17
ssp585 | Total | 427582.1984 | 398159.4388 | 380602.6262 | 342318.3556 | 292100.3549 | 261138.6828 | 235497.9521 | 202021.323 | 168740.8231 | 139911.9939 | 145123.8442 | 144966.2342 | 151344.1375 | 146472.0945 | 158379.9191 | 157194.3378 | 167554.8263 | 163585.3098 | 164155.2378 | 176359.2911 | 179678.8759 | 186270.1254 | 195542.3256 | 189273.9051 | 194067.0864 | 206149.9619 | 202399.4028 | 207178.4484 | 214847.8144 | 227724.479 | 222978.0791 | 223466.7008 | 234451.3691 | 248901.2858 | 248529.8213 | 264449.1302 | 269862.4298 | 275815.2177 | 267727.9471 | 291688.2456 | 279629.1165 | 307387.4798 | 292529.1489 | 318723.5591 | 314402.7214 | 318746.0917 | 332479.4439 | 171696.5143 | 172170.4697 | 163096.8684 | 159451.9905 | 155605.6342 | 151608.4384 | 150037.6629 | 148672.5098 | 144323.3771 | 10365.3183 | 9409.9661 | 7811.4713 | 1.2779e-16 | 1.0435e-16 | 8.3486e-17 | 5.8732e-17 | 4.0617e-17 | 1.9428e-17
ssp585 | Total cumulative | 2028: 12582359.4149
ssp585
ssp585 | Mitigation Scenario
ssp585 | Project Type - Phase | 2028 | 2029 | 2030 | 2031 | 2032 | 2033 | 2034 | 2035 | 2036 | 2037 | 2038 | 2039 | 2040 | 2041 | 2042 | 2043 | 2044 | 2045 | 2046 | 2047 | 2048 | 2049 | 2050 | 2051 | 2052 | 2053 | 2054 | 2055 | 2056 | 2057 | 2058 | 2059 | 2060 | 2061 | 2062 | 2063 | 2064 | 2065 | 2066 | 2067 | 2068 | 2069 | 2070 | 2071 | 2072 | 2073 | 2074 | 2075 | 2076 | 2077 | 2078 | 2079 | 2080 | 2081 | 2082 | 2083 | 2084 | 2085 | 2086 | 2087 | 2088 | 2089 | 2090 | 2091 | 2092
ssp585 | OH-1PH | 7783.4506 | 8038.4068 | 8578.4041 | 8681.5635 | 8415.211 | 8647.1344 | 9097.2607 | 9282.3794 | 9467.6487 | 9954.2768 | 10325.0828 | 10313.8693 | 10767.6361 | 10421.0063 | 11268.2088 | 11183.8586 | 11920.9732 | 11638.5552 | 11679.1036 | 12547.3818 | 12783.5593 | 13252.505 | 13912.1914 | 13466.214 | 13807.233 | 14666.8897 | 14400.0498 | 14740.0632 | 15285.7133 | 16201.8455 | 15864.1548 | 15898.9186 | 16680.4415 | 17708.5054 | 17682.0769 | 18814.6832 | 19199.8217 | 19623.3429 | 19047.9602 | 20752.6564 | 19894.6892 | 21869.6052 | 20812.4839 | 22676.1298 | 22368.7165 | 22677.7329 | 23654.8156 | 0 | 0 | 0 | 0 | 0 | 0 | 0 | 0 | 0
ssp585 | OH-3PH | 20022.3901 | 20678.2475 | 22067.3534 | 22332.7238 | 21647.5503 | 22244.1572 | 23402.0761 | 23878.2813 | 24354.8739 | 25606.691 | 26560.5638 | 26531.718 | 27699.0018 | 26807.3206 | 28986.6904 | 28769.7054 | 30665.8818 | 29939.381 | 30043.6892 | 32277.2748 | 32884.8252 | 34091.1556 | 35788.1535 | 34640.9073 | 35518.1553 | 37729.563 | 37043.1357 | 37917.7966 | 39321.4438 | 41678.1308 | 40809.4447 | 40898.8723 | 42909.2861 | 45553.9096 | 45485.9242 | 48399.4759 | 49390.2179 | 50479.697 | 48999.5649 | 53384.7784 | 51177.7168 | 56258.052 | 53538.6805 | 58332.7811 | 57541.9814 | 58336.905 | 60850.3829 | 0 | 0 | 0 | 0 | 0 | 0 | 0 | 0 | 0
ssp585 | UG-1PH | 3870.2671 | 3997.0424 | 4265.5523 | 4316.8476 | 4184.4057 | 4299.728 | 4523.5502 | 4615.5992 | 4707.7231 | 4949.6955 | 5134.0762 | 5128.5004 | 5354.1329 | 5181.7736 | 5603.0392 | 5561.0966 | 5927.6217 | 5787.1913 | 5807.3538 | 6239.0991 | 6356.5368 | 6589.7167 | 6917.7413 | 6695.9821 | 6865.5514 | 7293.0098 | 7160.3255 | 7329.3948 | 7600.7156 | 8056.256 | 7888.3416 | 7905.6277 | 8294.2346 | 8805.4323 | 8792.2909 | 9355.4716 | 9546.979 | 9757.572 | 9471.467 | 10319.1154 | 9892.4971 | 10874.5104 | 10348.8642 | 11275.5493 | 11122.6901 | 11276.3464 | 11762.194 | 11558.7123 | 12152.4921 | 12071.4372 | 12376.5727 | 12667.9363 | 12947.0187 | 13442.2253 | 13976.1555 | 14237.8638
| Total | 31676.1078 | 32713.6967 | 34911.3099 | 35331.135 | 34247.1669 | 35191.0196 | 37022.8869 | 37776.2599 | 38530.2457 | 40510.6634 | 42019.7228 | 41974.0878 | 43820.7708 | 42410.1005 | 45857.9384 | 45514.6606 | 48514.4767 | 47365.1275 | 47530.1466 | 51063.7557 | 52024.9212 | 53933.3773 | 56618.0862 | 54803.1034 | 56190.9397 | 59689.4625 | 58603.5111 | 59987.2545 | 62207.8726 | 65936.2322 | 64561.9411 | 64703.4185 | 67883.9622 | 72067.8473 | 71960.292 | 76569.6307 | 78137.0185 | 79860.6119 | 77518.9921 | 84456.5502 | 80964.903 | 89002.1676 | 84700.0286 | 92284.4602 | 91033.388 | 92290.9843 | 96267.3926 | 11558.7123 | 12152.4921 | 12071.4372 | 12376.5727 | 12667.9363 | 12947.0187 | 13442.2253 | 13976.1555 | 14237.8638
Tally of mitigated line miles in Baseline Scenario
OH-1PH
| Baseline | 2028 | 2029 | 2030 | 2031 | 2032 | 2033 | 2034 | 2035 | 2036 | 2037 | 2038 | 2039 | 2040 | 2041 | 2042 | 2043 | 2044 | 2045 | 2046 | 2047 | 2048 | 2049 | 2050 | 2051 | 2052 | 2053 | 2054 | 2055 | 2056 | 2057 | 2058 | 2059 | 2060 | 2061 | 2062 | 2063 | 2064 | 2065 | 2066 | 2067 | 2068 | 2069 | 2070 | 2071 | 2072 | 2073 | 2074 | 2075 | 2076 | 2077 | 2078 | 2079 | 2080 | 2081 | 2082 | 2083 | 2084 | 2085 | 2086 | 2087 | 2088 | 2089 | 2090 | 2091 | 2092 | 2093
|  | 1 | 2 | 3 | 4 | 5 | 6 | 7 | 8 | 9 | 10 | 11 | 12 | 13 | 14 | 15 | 16 | 17 | 18 | 19 | 20 | 21 | 22 | 23 | 24 | 25 | 26 | 27 | 28 | 29 | 30 | 31 | 32 | 33 | 34 | 35 | 36 | 37 | 38 | 39 | 40 | 41 | 42 | 43 | 44 | 45 | 46 | 47 | 48 | 49 | 50 | 51 | 52 | 53 | 54 | 55 | 56 | 57 | 58 | 59 | 60 | 61 | 62 | 63 | 64 | 65 | 66
| 1 | 1.995 | 1.995 | 1.995 | 1.995 | 1.995 | 1.995 | 1.995 | 1.995 | 1.995 | 1.995 | 1.995 | 1.995 | 1.995 | 1.995 | 1.995 | 1.995 | 1.995 | 1.995 | 1.995 | 1.995 | 1.995 | 1.995 | 1.995 | 1.995 | 1.995 | 1.995 | 1.995 | 1.995 | 1.995 | 1.995 | 1.995 | 1.995 | 1.995 | 1.995 | 1.995 | 1.995 | 1.995 | 1.995 | 1.995 | 1.995 | 1.995 | 1.995 | 1.995 | 1.995 | 1.995 | 1.995 | 1.995 | 0 | 0 | 0 | 0 | 0 | 0 | 0 | 0 | 0 | 0 | 0 | 0 | 0 | 0 | 0 | 0 | 0 | 0 | 0
| 2 |  | 3.9021 | 3.9021 | 3.9021 | 3.9021 | 3.9021 | 3.9021 | 3.9021 | 3.9021 | 3.9021 | 3.9021 | 3.9021 | 3.9021 | 3.9021 | 3.9021 | 3.9021 | 3.9021 | 3.9021 | 3.9021 | 3.9021 | 3.9021 | 3.9021 | 3.9021 | 3.9021 | 3.9021 | 3.9021 | 3.9021 | 3.9021 | 3.9021 | 3.9021 | 3.9021 | 3.9021 | 3.9021 | 3.9021 | 3.9021 | 3.9021 | 3.9021 | 3.9021 | 3.9021 | 3.9021 | 3.9021 | 3.9021 | 3.9021 | 3.9021 | 3.9021 | 3.9021 | 3.9021 | 3.9021 | 0 | 0 | 0 | 0 | 0 | 0 | 0 | 0 | 0 | 0 | 0 | 0 | 0 | 0 | 0 | 0 | 0 | 0
| 3 |  |  | 5.7252 | 5.7252 | 5.7252 | 5.7252 | 5.7252 | 5.7252 | 5.7252 | 5.7252 | 5.7252 | 5.7252 | 5.7252 | 5.7252 | 5.7252 | 5.7252 | 5.7252 | 5.7252 | 5.7252 | 5.7252 | 5.7252 | 5.7252 | 5.7252 | 5.7252 | 5.7252 | 5.7252 | 5.7252 | 5.7252 | 5.7252 | 5.7252 | 5.7252 | 5.7252 | 5.7252 | 5.7252 | 5.7252 | 5.7252 | 5.7252 | 5.7252 | 5.7252 | 5.7252 | 5.7252 | 5.7252 | 5.7252 | 5.7252 | 5.7252 | 5.7252 | 5.7252 | 5.7252 | 5.7252 | 0 | 0 | 0 | 0 | 0 | 0 | 0 | 0 | 0 | 0 | 0 | 0 | 0 | 0 | 0 | 0 | 0
| 4 |  |  |  | 7.4679 | 7.4679 | 7.4679 | 7.4679 | 7.4679 | 7.4679 | 7.4679 | 7.4679 | 7.4679 | 7.4679 | 7.4679 | 7.4679 | 7.4679 | 7.4679 | 7.4679 | 7.4679 | 7.4679 | 7.4679 | 7.4679 | 7.4679 | 7.4679 | 7.4679 | 7.4679 | 7.4679 | 7.4679 | 7.4679 | 7.4679 | 7.4679 | 7.4679 | 7.4679 | 7.4679 | 7.4679 | 7.4679 | 7.4679 | 7.4679 | 7.4679 | 7.4679 | 7.4679 | 7.4679 | 7.4679 | 7.4679 | 7.4679 | 7.4679 | 7.4679 | 7.4679 | 7.4679 | 7.4679 | 0 | 0 | 0 | 0 | 0 | 0 | 0 | 0 | 0 | 0 | 0 | 0 | 0 | 0 | 0 | 0
| 5 |  |  |  |  | 9.1338 | 9.1338 | 9.1338 | 9.1338 | 9.1338 | 9.1338 | 9.1338 | 9.1338 | 9.1338 | 9.1338 | 9.1338 | 9.1338 | 9.1338 | 9.1338 | 9.1338 | 9.1338 | 9.1338 | 9.1338 | 9.1338 | 9.1338 | 9.1338 | 9.1338 | 9.1338 | 9.1338 | 9.1338 | 9.1338 | 9.1338 | 9.1338 | 9.1338 | 9.1338 | 9.1338 | 9.1338 | 9.1338 | 9.1338 | 9.1338 | 9.1338 | 9.1338 | 9.1338 | 9.1338 | 9.1338 | 9.1338 | 9.1338 | 9.1338 | 9.1338 | 9.1338 | 9.1338 | 9.1338 | 0 | 0 | 0 | 0 | 0 | 0 | 0 | 0 | 0 | 0 | 0 | 0 | 0 | 0 | 0
| 6 | [5 empty] | 10.7264 | 10.7264 | 10.7264 | 10.7264 | 10.7264 | 10.7264 | 10.7264 | 10.7264 | 10.7264 | 10.7264 | 10.7264 | 10.7264 | 10.7264 | 10.7264 | 10.7264 | 10.7264 | 10.7264 | 10.7264 | 10.7264 | 10.7264 | 10.7264 | 10.7264 | 10.7264 | 10.7264 | 10.7264 | 10.7264 | 10.7264 | 10.7264 | 10.7264 | 10.7264 | 10.7264 | 10.7264 | 10.7264 | 10.7264 | 10.7264 | 10.7264 | 10.7264 | 10.7264 | 10.7264 | 10.7264 | 10.7264 | 10.7264 | 10.7264 | 10.7264 | 10.7264 | 10.7264 | 10.7264 | 0 | 0 | 0 | 0 | 0 | 0 | 0 | 0 | 0 | 0 | 0 | 0 | 0 | 0
| 7 | [6 empty] | 12.2488 | 12.2488 | 12.2488 | 12.2488 | 12.2488 | 12.2488 | 12.2488 | 12.2488 | 12.2488 | 12.2488 | 12.2488 | 12.2488 | 12.2488 | 12.2488 | 12.2488 | 12.2488 | 12.2488 | 12.2488 | 12.2488 | 12.2488 | 12.2488 | 12.2488 | 12.2488 | 12.2488 | 12.2488 | 12.2488 | 12.2488 | 12.2488 | 12.2488 | 12.2488 | 12.2488 | 12.2488 | 12.2488 | 12.2488 | 12.2488 | 12.2488 | 12.2488 | 12.2488 | 12.2488 | 12.2488 | 12.2488 | 12.2488 | 12.2488 | 12.2488 | 12.2488 | 12.2488 | 12.2488 | 0 | 0 | 0 | 0 | 0 | 0 | 0 | 0 | 0 | 0 | 0 | 0 | 0
| 8 | [7 empty] | 13.7041 | 13.7041 | 13.7041 | 13.7041 | 13.7041 | 13.7041 | 13.7041 | 13.7041 | 13.7041 | 13.7041 | 13.7041 | 13.7041 | 13.7041 | 13.7041 | 13.7041 | 13.7041 | 13.7041 | 13.7041 | 13.7041 | 13.7041 | 13.7041 | 13.7041 | 13.7041 | 13.7041 | 13.7041 | 13.7041 | 13.7041 | 13.7041 | 13.7041 | 13.7041 | 13.7041 | 13.7041 | 13.7041 | 13.7041 | 13.7041 | 13.7041 | 13.7041 | 13.7041 | 13.7041 | 13.7041 | 13.7041 | 13.7041 | 13.7041 | 13.7041 | 13.7041 | 13.7041 | 13.7041 | 0 | 0 | 0 | 0 | 0 | 0 | 0 | 0 | 0 | 0 | 0 | 0
| 9 | [8 empty] | 15.0952 | 15.0952 | 15.0952 | 15.0952 | 15.0952 | 15.0952 | 15.0952 | 15.0952 | 15.0952 | 15.0952 | 15.0952 | 15.0952 | 15.0952 | 15.0952 | 15.0952 | 15.0952 | 15.0952 | 15.0952 | 15.0952 | 15.0952 | 15.0952 | 15.0952 | 15.0952 | 15.0952 | 15.0952 | 15.0952 | 15.0952 | 15.0952 | 15.0952 | 15.0952 | 15.0952 | 15.0952 | 15.0952 | 15.0952 | 15.0952 | 15.0952 | 15.0952 | 15.0952 | 15.0952 | 15.0952 | 15.0952 | 15.0952 | 15.0952 | 15.0952 | 15.0952 | 15.0952 | 15.0952 | 0 | 0 | 0 | 0 | 0 | 0 | 0 | 0 | 0 | 0 | 0
| 10 | [9 empty] | 16.4251 | 16.4251 | 16.4251 | 16.4251 | 16.4251 | 16.4251 | 16.4251 | 16.4251 | 16.4251 | 16.4251 | 16.4251 | 16.4251 | 16.4251 | 16.4251 | 16.4251 | 16.4251 | 16.4251 | 16.4251 | 16.4251 | 16.4251 | 16.4251 | 16.4251 | 16.4251 | 16.4251 | 16.4251 | 16.4251 | 16.4251 | 16.4251 | 16.4251 | 16.4251 | 16.4251 | 16.4251 | 16.4251 | 16.4251 | 16.4251 | 16.4251 | 16.4251 | 16.4251 | 16.4251 | 16.4251 | 16.4251 | 16.4251 | 16.4251 | 16.4251 | 16.4251 | 16.4251 | 16.4251 | 0 | 0 | 0 | 0 | 0 | 0 | 0 | 0 | 0 | 0
| Total | 1.995 | 3.9021 | 5.7252 | 7.4679 | 9.1338 | 10.7264 | 12.2488 | 13.7041 | 15.0952 | 16.4251 | 16.4251 | 16.4251 | 16.4251 | 16.4251 | 16.4251 | 16.4251 | 16.4251 | 16.4251 | 16.4251 | 16.4251 | 16.4251 | 16.4251 | 16.4251 | 16.4251 | 16.4251 | 16.4251 | 16.4251 | 16.4251 | 16.4251 | 16.4251 | 16.4251 | 16.4251 | 16.4251 | 16.4251 | 16.4251 | 16.4251 | 16.4251 | 16.4251 | 16.4251 | 16.4251 | 16.4251 | 16.4251 | 16.4251 | 16.4251 | 16.4251 | 16.4251 | 16.4251 | 14.4301 | 12.523 | 10.6999 | 8.9572 | 7.2912 | 5.6987 | 4.1763 | 2.721 | 1.3299 | 0
OH-3PH
|  | 1 | 2 | 3 | 4 | 5 | 6 | 7 | 8 | 9 | 10
| 1 | 5.132 | 5.132 | 5.132 | 5.132 | 5.132 | 5.132 | 5.132 | 5.132 | 5.132 | 5.132 | 5.132 | 5.132 | 5.132 | 5.132 | 5.132 | 5.132 | 5.132 | 5.132 | 5.132 | 5.132 | 5.132 | 5.132 | 5.132 | 5.132 | 5.132 | 5.132 | 5.132 | 5.132 | 5.132 | 5.132 | 5.132 | 5.132 | 5.132 | 5.132 | 5.132 | 5.132 | 5.132 | 5.132 | 5.132 | 5.132 | 5.132 | 5.132 | 5.132 | 5.132 | 5.132 | 5.132 | 5.132 | 0 | 0 | 0 | 0 | 0 | 0 | 0 | 0 | 0 | 0 | 0 | 0 | 0 | 0 | 0 | 0 | 0 | 0 | 0
| 2 |  | 10.0379 | 10.0379 | 10.0379 | 10.0379 | 10.0379 | 10.0379 | 10.0379 | 10.0379 | 10.0379 | 10.0379 | 10.0379 | 10.0379 | 10.0379 | 10.0379 | 10.0379 | 10.0379 | 10.0379 | 10.0379 | 10.0379 | 10.0379 | 10.0379 | 10.0379 | 10.0379 | 10.0379 | 10.0379 | 10.0379 | 10.0379 | 10.0379 | 10.0379 | 10.0379 | 10.0379 | 10.0379 | 10.0379 | 10.0379 | 10.0379 | 10.0379 | 10.0379 | 10.0379 | 10.0379 | 10.0379 | 10.0379 | 10.0379 | 10.0379 | 10.0379 | 10.0379 | 10.0379 | 10.0379 | 0 | 0 | 0 | 0 | 0 | 0 | 0 | 0 | 0 | 0 | 0 | 0 | 0 | 0 | 0 | 0 | 0 | 0
| 3 |  |  | 14.7276 | 14.7276 | 14.7276 | 14.7276 | 14.7276 | 14.7276 | 14.7276 | 14.7276 | 14.7276 | 14.7276 | 14.7276 | 14.7276 | 14.7276 | 14.7276 | 14.7276 | 14.7276 | 14.7276 | 14.7276 | 14.7276 | 14.7276 | 14.7276 | 14.7276 | 14.7276 | 14.7276 | 14.7276 | 14.7276 | 14.7276 | 14.7276 | 14.7276 | 14.7276 | 14.7276 | 14.7276 | 14.7276 | 14.7276 | 14.7276 | 14.7276 | 14.7276 | 14.7276 | 14.7276 | 14.7276 | 14.7276 | 14.7276 | 14.7276 | 14.7276 | 14.7276 | 14.7276 | 14.7276 | 0 | 0 | 0 | 0 | 0 | 0 | 0 | 0 | 0 | 0 | 0 | 0 | 0 | 0 | 0 | 0 | 0
| 4 |  |  |  | 19.2107 | 19.2107 | 19.2107 | 19.2107 | 19.2107 | 19.2107 | 19.2107 | 19.2107 | 19.2107 | 19.2107 | 19.2107 | 19.2107 | 19.2107 | 19.2107 | 19.2107 | 19.2107 | 19.2107 | 19.2107 | 19.2107 | 19.2107 | 19.2107 | 19.2107 | 19.2107 | 19.2107 | 19.2107 | 19.2107 | 19.2107 | 19.2107 | 19.2107 | 19.2107 | 19.2107 | 19.2107 | 19.2107 | 19.2107 | 19.2107 | 19.2107 | 19.2107 | 19.2107 | 19.2107 | 19.2107 | 19.2107 | 19.2107 | 19.2107 | 19.2107 | 19.2107 | 19.2107 | 19.2107 | 0 | 0 | 0 | 0 | 0 | 0 | 0 | 0 | 0 | 0 | 0 | 0 | 0 | 0 | 0 | 0
| 5 |  |  |  |  | 23.4962 | 23.4962 | 23.4962 | 23.4962 | 23.4962 | 23.4962 | 23.4962 | 23.4962 | 23.4962 | 23.4962 | 23.4962 | 23.4962 | 23.4962 | 23.4962 | 23.4962 | 23.4962 | 23.4962 | 23.4962 | 23.4962 | 23.4962 | 23.4962 | 23.4962 | 23.4962 | 23.4962 | 23.4962 | 23.4962 | 23.4962 | 23.4962 | 23.4962 | 23.4962 | 23.4962 | 23.4962 | 23.4962 | 23.4962 | 23.4962 | 23.4962 | 23.4962 | 23.4962 | 23.4962 | 23.4962 | 23.4962 | 23.4962 | 23.4962 | 23.4962 | 23.4962 | 23.4962 | 23.4962 | 0 | 0 | 0 | 0 | 0 | 0 | 0 | 0 | 0 | 0 | 0 | 0 | 0 | 0 | 0
| 6 | 6: 27.5929; 7: 27.5929; 8: 27.5929; 9: 27.5929; 10: 27.5929 | 27.5929 | 27.5929 | 27.5929 | 27.5929 | 27.5929 | 27.5929 | 27.5929 | 27.5929 | 27.5929 | 27.5929 | 27.5929 | 27.5929 | 27.5929 | 27.5929 | 27.5929 | 27.5929 | 27.5929 | 27.5929 | 27.5929 | 27.5929 | 27.5929 | 27.5929 | 27.5929 | 27.5929 | 27.5929 | 27.5929 | 27.5929 | 27.5929 | 27.5929 | 27.5929 | 27.5929 | 27.5929 | 27.5929 | 27.5929 | 27.5929 | 27.5929 | 27.5929 | 27.5929 | 27.5929 | 27.5929 | 27.5929 | 27.5929 | 0 | 0 | 0 | 0 | 0 | 0 | 0 | 0 | 0 | 0 | 0 | 0 | 0 | 0
| 7 | 7: 31.5091; 8: 31.5091; 9: 31.5091; 10: 31.5091 | 31.5091 | 31.5091 | 31.5091 | 31.5091 | 31.5091 | 31.5091 | 31.5091 | 31.5091 | 31.5091 | 31.5091 | 31.5091 | 31.5091 | 31.5091 | 31.5091 | 31.5091 | 31.5091 | 31.5091 | 31.5091 | 31.5091 | 31.5091 | 31.5091 | 31.5091 | 31.5091 | 31.5091 | 31.5091 | 31.5091 | 31.5091 | 31.5091 | 31.5091 | 31.5091 | 31.5091 | 31.5091 | 31.5091 | 31.5091 | 31.5091 | 31.5091 | 31.5091 | 31.5091 | 31.5091 | 31.5091 | 31.5091 | 31.5091 | 31.5091 | 0 | 0 | 0 | 0 | 0 | 0 | 0 | 0 | 0 | 0 | 0 | 0 | 0
| 8 | 8: 35.2527; 9: 35.2527; 10: 35.2527 | 35.2527 | 35.2527 | 35.2527 | 35.2527 | 35.2527 | 35.2527 | 35.2527 | 35.2527 | 35.2527 | 35.2527 | 35.2527 | 35.2527 | 35.2527 | 35.2527 | 35.2527 | 35.2527 | 35.2527 | 35.2527 | 35.2527 | 35.2527 | 35.2527 | 35.2527 | 35.2527 | 35.2527 | 35.2527 | 35.2527 | 35.2527 | 35.2527 | 35.2527 | 35.2527 | 35.2527 | 35.2527 | 35.2527 | 35.2527 | 35.2527 | 35.2527 | 35.2527 | 35.2527 | 35.2527 | 35.2527 | 35.2527 | 35.2527 | 35.2527 | 35.2527 | 0 | 0 | 0 | 0 | 0 | 0 | 0 | 0 | 0 | 0 | 0 | 0
| 9 | 9: 38.8314; 10: 38.8314 | 38.8314 | 38.8314 | 38.8314 | 38.8314 | 38.8314 | 38.8314 | 38.8314 | 38.8314 | 38.8314 | 38.8314 | 38.8314 | 38.8314 | 38.8314 | 38.8314 | 38.8314 | 38.8314 | 38.8314 | 38.8314 | 38.8314 | 38.8314 | 38.8314 | 38.8314 | 38.8314 | 38.8314 | 38.8314 | 38.8314 | 38.8314 | 38.8314 | 38.8314 | 38.8314 | 38.8314 | 38.8314 | 38.8314 | 38.8314 | 38.8314 | 38.8314 | 38.8314 | 38.8314 | 38.8314 | 38.8314 | 38.8314 | 38.8314 | 38.8314 | 38.8314 | 38.8314 | 0 | 0 | 0 | 0 | 0 | 0 | 0 | 0 | 0 | 0 | 0
| 10 | 10: 42.2524 | 42.2524 | 42.2524 | 42.2524 | 42.2524 | 42.2524 | 42.2524 | 42.2524 | 42.2524 | 42.2524 | 42.2524 | 42.2524 | 42.2524 | 42.2524 | 42.2524 | 42.2524 | 42.2524 | 42.2524 | 42.2524 | 42.2524 | 42.2524 | 42.2524 | 42.2524 | 42.2524 | 42.2524 | 42.2524 | 42.2524 | 42.2524 | 42.2524 | 42.2524 | 42.2524 | 42.2524 | 42.2524 | 42.2524 | 42.2524 | 42.2524 | 42.2524 | 42.2524 | 42.2524 | 42.2524 | 42.2524 | 42.2524 | 42.2524 | 42.2524 | 42.2524 | 42.2524 | 42.2524 | 0 | 0 | 0 | 0 | 0 | 0 | 0 | 0 | 0 | 0
| Total | 5.132 | 10.0379 | 14.7276 | 19.2107 | 23.4962 | 27.5929 | 31.5091 | 35.2527 | 38.8314 | 42.2524 | 42.2524 | 42.2524 | 42.2524 | 42.2524 | 42.2524 | 42.2524 | 42.2524 | 42.2524 | 42.2524 | 42.2524 | 42.2524 | 42.2524 | 42.2524 | 42.2524 | 42.2524 | 42.2524 | 42.2524 | 42.2524 | 42.2524 | 42.2524 | 42.2524 | 42.2524 | 42.2524 | 42.2524 | 42.2524 | 42.2524 | 42.2524 | 42.2524 | 42.2524 | 42.2524 | 42.2524 | 42.2524 | 42.2524 | 42.2524 | 42.2524 | 42.2524 | 42.2524 | 37.1204 | 32.2145 | 27.5248 | 23.0418 | 18.7562 | 14.6595 | 10.7433 | 6.9997 | 3.421 | 0
UG-1PH
|  | 1 | 2 | 3 | 4 | 5 | 6 | 7 | 8 | 9 | 10
| 1 | 4.96 | 4.96 | 4.96 | 4.96 | 4.96 | 4.96 | 4.96 | 4.96 | 4.96 | 4.96 | 4.96 | 4.96 | 4.96 | 4.96 | 4.96 | 4.96 | 4.96 | 4.96 | 4.96 | 4.96 | 4.96 | 4.96 | 4.96 | 4.96 | 4.96 | 4.96 | 4.96 | 4.96 | 4.96 | 4.96 | 4.96 | 4.96 | 4.96 | 4.96 | 4.96 | 4.96 | 4.96 | 4.96 | 4.96 | 4.96 | 4.96 | 4.96 | 4.96 | 4.96 | 4.96 | 4.96 | 4.96 | 4.96 | 4.96 | 4.96 | 4.96 | 4.96 | 4.96 | 4.96 | 4.96 | 4.96 | 0 | 0 | 0 | 0 | 0 | 0 | 0 | 0 | 0 | 0
| 2 |  | 9.7015 | 9.7015 | 9.7015 | 9.7015 | 9.7015 | 9.7015 | 9.7015 | 9.7015 | 9.7015 | 9.7015 | 9.7015 | 9.7015 | 9.7015 | 9.7015 | 9.7015 | 9.7015 | 9.7015 | 9.7015 | 9.7015 | 9.7015 | 9.7015 | 9.7015 | 9.7015 | 9.7015 | 9.7015 | 9.7015 | 9.7015 | 9.7015 | 9.7015 | 9.7015 | 9.7015 | 9.7015 | 9.7015 | 9.7015 | 9.7015 | 9.7015 | 9.7015 | 9.7015 | 9.7015 | 9.7015 | 9.7015 | 9.7015 | 9.7015 | 9.7015 | 9.7015 | 9.7015 | 9.7015 | 9.7015 | 9.7015 | 9.7015 | 9.7015 | 9.7015 | 9.7015 | 9.7015 | 9.7015 | 9.7015 | 0 | 0 | 0 | 0 | 0 | 0 | 0 | 0 | 0
| 3 |  |  | 14.234 | 14.234 | 14.234 | 14.234 | 14.234 | 14.234 | 14.234 | 14.234 | 14.234 | 14.234 | 14.234 | 14.234 | 14.234 | 14.234 | 14.234 | 14.234 | 14.234 | 14.234 | 14.234 | 14.234 | 14.234 | 14.234 | 14.234 | 14.234 | 14.234 | 14.234 | 14.234 | 14.234 | 14.234 | 14.234 | 14.234 | 14.234 | 14.234 | 14.234 | 14.234 | 14.234 | 14.234 | 14.234 | 14.234 | 14.234 | 14.234 | 14.234 | 14.234 | 14.234 | 14.234 | 14.234 | 14.234 | 14.234 | 14.234 | 14.234 | 14.234 | 14.234 | 14.234 | 14.234 | 14.234 | 14.234 | 0 | 0 | 0 | 0 | 0 | 0 | 0 | 0
| 4 |  |  |  | 18.5668 | 18.5668 | 18.5668 | 18.5668 | 18.5668 | 18.5668 | 18.5668 | 18.5668 | 18.5668 | 18.5668 | 18.5668 | 18.5668 | 18.5668 | 18.5668 | 18.5668 | 18.5668 | 18.5668 | 18.5668 | 18.5668 | 18.5668 | 18.5668 | 18.5668 | 18.5668 | 18.5668 | 18.5668 | 18.5668 | 18.5668 | 18.5668 | 18.5668 | 18.5668 | 18.5668 | 18.5668 | 18.5668 | 18.5668 | 18.5668 | 18.5668 | 18.5668 | 18.5668 | 18.5668 | 18.5668 | 18.5668 | 18.5668 | 18.5668 | 18.5668 | 18.5668 | 18.5668 | 18.5668 | 18.5668 | 18.5668 | 18.5668 | 18.5668 | 18.5668 | 18.5668 | 18.5668 | 18.5668 | 18.5668 | 0 | 0 | 0 | 0 | 0 | 0 | 0
| 5 |  |  |  |  | 22.7087 | 22.7087 | 22.7087 | 22.7087 | 22.7087 | 22.7087 | 22.7087 | 22.7087 | 22.7087 | 22.7087 | 22.7087 | 22.7087 | 22.7087 | 22.7087 | 22.7087 | 22.7087 | 22.7087 | 22.7087 | 22.7087 | 22.7087 | 22.7087 | 22.7087 | 22.7087 | 22.7087 | 22.7087 | 22.7087 | 22.7087 | 22.7087 | 22.7087 | 22.7087 | 22.7087 | 22.7087 | 22.7087 | 22.7087 | 22.7087 | 22.7087 | 22.7087 | 22.7087 | 22.7087 | 22.7087 | 22.7087 | 22.7087 | 22.7087 | 22.7087 | 22.7087 | 22.7087 | 22.7087 | 22.7087 | 22.7087 | 22.7087 | 22.7087 | 22.7087 | 22.7087 | 22.7087 | 22.7087 | 22.7087 | 0 | 0 | 0 | 0 | 0 | 0
| 6 | 6: 26.6681; 7: 26.6681; 8: 26.6681; 9: 26.6681; 10: 26.6681 | 26.6681 | 26.6681 | 26.6681 | 26.6681 | 26.6681 | 26.6681 | 26.6681 | 26.6681 | 26.6681 | 26.6681 | 26.6681 | 26.6681 | 26.6681 | 26.6681 | 26.6681 | 26.6681 | 26.6681 | 26.6681 | 26.6681 | 26.6681 | 26.6681 | 26.6681 | 26.6681 | 26.6681 | 26.6681 | 26.6681 | 26.6681 | 26.6681 | 26.6681 | 26.6681 | 26.6681 | 26.6681 | 26.6681 | 26.6681 | 26.6681 | 26.6681 | 26.6681 | 26.6681 | 26.6681 | 26.6681 | 26.6681 | 26.6681 | 26.6681 | 26.6681 | 26.6681 | 26.6681 | 26.6681 | 26.6681 | 26.6681 | 26.6681 | 26.6681 | 0 | 0 | 0 | 0 | 0
| 7 | 7: 30.4531; 8: 30.4531; 9: 30.4531; 10: 30.4531 | 30.4531 | 30.4531 | 30.4531 | 30.4531 | 30.4531 | 30.4531 | 30.4531 | 30.4531 | 30.4531 | 30.4531 | 30.4531 | 30.4531 | 30.4531 | 30.4531 | 30.4531 | 30.4531 | 30.4531 | 30.4531 | 30.4531 | 30.4531 | 30.4531 | 30.4531 | 30.4531 | 30.4531 | 30.4531 | 30.4531 | 30.4531 | 30.4531 | 30.4531 | 30.4531 | 30.4531 | 30.4531 | 30.4531 | 30.4531 | 30.4531 | 30.4531 | 30.4531 | 30.4531 | 30.4531 | 30.4531 | 30.4531 | 30.4531 | 30.4531 | 30.4531 | 30.4531 | 30.4531 | 30.4531 | 30.4531 | 30.4531 | 30.4531 | 30.4531 | 30.4531 | 0 | 0 | 0 | 0
| 8 | 8: 34.0712; 9: 34.0712; 10: 34.0712 | 34.0712 | 34.0712 | 34.0712 | 34.0712 | 34.0712 | 34.0712 | 34.0712 | 34.0712 | 34.0712 | 34.0712 | 34.0712 | 34.0712 | 34.0712 | 34.0712 | 34.0712 | 34.0712 | 34.0712 | 34.0712 | 34.0712 | 34.0712 | 34.0712 | 34.0712 | 34.0712 | 34.0712 | 34.0712 | 34.0712 | 34.0712 | 34.0712 | 34.0712 | 34.0712 | 34.0712 | 34.0712 | 34.0712 | 34.0712 | 34.0712 | 34.0712 | 34.0712 | 34.0712 | 34.0712 | 34.0712 | 34.0712 | 34.0712 | 34.0712 | 34.0712 | 34.0712 | 34.0712 | 34.0712 | 34.0712 | 34.0712 | 34.0712 | 34.0712 | 34.0712 | 34.0712 | 0 | 0 | 0
| 9 | 9: 37.53; 10: 37.53 | 37.53 | 37.53 | 37.53 | 37.53 | 37.53 | 37.53 | 37.53 | 37.53 | 37.53 | 37.53 | 37.53 | 37.53 | 37.53 | 37.53 | 37.53 | 37.53 | 37.53 | 37.53 | 37.53 | 37.53 | 37.53 | 37.53 | 37.53 | 37.53 | 37.53 | 37.53 | 37.53 | 37.53 | 37.53 | 37.53 | 37.53 | 37.53 | 37.53 | 37.53 | 37.53 | 37.53 | 37.53 | 37.53 | 37.53 | 37.53 | 37.53 | 37.53 | 37.53 | 37.53 | 37.53 | 37.53 | 37.53 | 37.53 | 37.53 | 37.53 | 37.53 | 37.53 | 37.53 | 37.53 | 0 | 0
| 10 | 10: 40.8363 | 40.8363 | 40.8363 | 40.8363 | 40.8363 | 40.8363 | 40.8363 | 40.8363 | 40.8363 | 40.8363 | 40.8363 | 40.8363 | 40.8363 | 40.8363 | 40.8363 | 40.8363 | 40.8363 | 40.8363 | 40.8363 | 40.8363 | 40.8363 | 40.8363 | 40.8363 | 40.8363 | 40.8363 | 40.8363 | 40.8363 | 40.8363 | 40.8363 | 40.8363 | 40.8363 | 40.8363 | 40.8363 | 40.8363 | 40.8363 | 40.8363 | 40.8363 | 40.8363 | 40.8363 | 40.8363 | 40.8363 | 40.8363 | 40.8363 | 40.8363 | 40.8363 | 40.8363 | 40.8363 | 40.8363 | 40.8363 | 40.8363 | 40.8363 | 40.8363 | 40.8363 | 40.8363 | 40.8363 | 40.8363 | 0
| Total | 4.96 | 9.7015 | 14.234 | 18.5668 | 22.7087 | 26.6681 | 30.4531 | 34.0712 | 37.53 | 40.8363 | 40.8363 | 40.8363 | 40.8363 | 40.8363 | 40.8363 | 40.8363 | 40.8363 | 40.8363 | 40.8363 | 40.8363 | 40.8363 | 40.8363 | 40.8363 | 40.8363 | 40.8363 | 40.8363 | 40.8363 | 40.8363 | 40.8363 | 40.8363 | 40.8363 | 40.8363 | 40.8363 | 40.8363 | 40.8363 | 40.8363 | 40.8363 | 40.8363 | 40.8363 | 40.8363 | 40.8363 | 40.8363 | 40.8363 | 40.8363 | 40.8363 | 40.8363 | 40.8363 | 40.8363 | 40.8363 | 40.8363 | 40.8363 | 40.8363 | 40.8363 | 40.8363 | 40.8363 | 40.8363 | 35.8763 | 31.1349 | 26.6023 | 22.2695 | 18.1276 | 14.1682 | 10.3833 | 6.7651 | 3.3063 | 0
Summary rollups of baseline line miles
|  | 1 | 2 | 3 | 4 | 5 | 6 | 7 | 8 | 9 | 10 | 11 | 12 | 13 | 14 | 15 | 16 | 17 | 18 | 19 | 20 | 21 | 22 | 23 | 24 | 25 | 26 | 27 | 28 | 29 | 30 | 31 | 32 | 33 | 34 | 35 | 36 | 37 | 38 | 39 | 40 | 41 | 42 | 43 | 44 | 45 | 46 | 47 | 48 | 49 | 50 | 51 | 52 | 53 | 54 | 55 | 56 | 57 | 58 | 59 | 60 | 61 | 62 | 63 | 64 | 65 | 66
| Baseline Treated | 2028 | 2029 | 2030 | 2031 | 2032 | 2033 | 2034 | 2035 | 2036 | 2037 | 2038 | 2039 | 2040 | 2041 | 2042 | 2043 | 2044 | 2045 | 2046 | 2047 | 2048 | 2049 | 2050 | 2051 | 2052 | 2053 | 2054 | 2055 | 2056 | 2057 | 2058 | 2059 | 2060 | 2061 | 2062 | 2063 | 2064 | 2065 | 2066 | 2067 | 2068 | 2069 | 2070 | 2071 | 2072 | 2073 | 2074 | 2075 | 2076 | 2077 | 2078 | 2079 | 2080 | 2081 | 2082 | 2083 | 2084 | 2085 | 2086 | 2087 | 2088 | 2089 | 2090 | 2091 | 2092 | 2093
| OH-1PH | 1.995 | 3.9021 | 5.7252 | 7.4679 | 9.1338 | 10.7264 | 12.2488 | 13.7041 | 15.0952 | 16.4251 | 16.4251 | 16.4251 | 16.4251 | 16.4251 | 16.4251 | 16.4251 | 16.4251 | 16.4251 | 16.4251 | 16.4251 | 16.4251 | 16.4251 | 16.4251 | 16.4251 | 16.4251 | 16.4251 | 16.4251 | 16.4251 | 16.4251 | 16.4251 | 16.4251 | 16.4251 | 16.4251 | 16.4251 | 16.4251 | 16.4251 | 16.4251 | 16.4251 | 16.4251 | 16.4251 | 16.4251 | 16.4251 | 16.4251 | 16.4251 | 16.4251 | 16.4251 | 16.4251 | 14.4301 | 12.523 | 10.6999 | 8.9572 | 7.2912 | 5.6987 | 4.1763 | 2.721 | 1.3299 | 0 | 0 | 0 | 0 | 0 | 0 | 0 | 0 | 0 | 0
| OH-3PH | 5.132 | 10.0379 | 14.7276 | 19.2107 | 23.4962 | 27.5929 | 31.5091 | 35.2527 | 38.8314 | 42.2524 | 42.2524 | 42.2524 | 42.2524 | 42.2524 | 42.2524 | 42.2524 | 42.2524 | 42.2524 | 42.2524 | 42.2524 | 42.2524 | 42.2524 | 42.2524 | 42.2524 | 42.2524 | 42.2524 | 42.2524 | 42.2524 | 42.2524 | 42.2524 | 42.2524 | 42.2524 | 42.2524 | 42.2524 | 42.2524 | 42.2524 | 42.2524 | 42.2524 | 42.2524 | 42.2524 | 42.2524 | 42.2524 | 42.2524 | 42.2524 | 42.2524 | 42.2524 | 42.2524 | 37.1204 | 32.2145 | 27.5248 | 23.0418 | 18.7562 | 14.6595 | 10.7433 | 6.9997 | 3.421 | 0 | 0 | 0 | 0 | 0 | 0 | 0 | 0 | 0 | 0
| UG-1PH | 4.96 | 9.7015 | 14.234 | 18.5668 | 22.7087 | 26.6681 | 30.4531 | 34.0712 | 37.53 | 40.8363 | 40.8363 | 40.8363 | 40.8363 | 40.8363 | 40.8363 | 40.8363 | 40.8363 | 40.8363 | 40.8363 | 40.8363 | 40.8363 | 40.8363 | 40.8363 | 40.8363 | 40.8363 | 40.8363 | 40.8363 | 40.8363 | 40.8363 | 40.8363 | 40.8363 | 40.8363 | 40.8363 | 40.8363 | 40.8363 | 40.8363 | 40.8363 | 40.8363 | 40.8363 | 40.8363 | 40.8363 | 40.8363 | 40.8363 | 40.8363 | 40.8363 | 40.8363 | 40.8363 | 40.8363 | 40.8363 | 40.8363 | 40.8363 | 40.8363 | 40.8363 | 40.8363 | 40.8363 | 40.8363 | 35.8763 | 31.1349 | 26.6023 | 22.2695 | 18.1276 | 14.1682 | 10.3833 | 6.7651 | 3.3063 | 0
Baseline Remaining at Risk
| OH-1PH | 17.955 | 16.0479 | 14.2248 | 12.4821 | 10.8162 | 9.2236 | 7.7012 | 6.2459 | 4.8548 | 3.5249 | 3.5249 | 3.5249 | 3.5249 | 3.5249 | 3.5249 | 3.5249 | 3.5249 | 3.5249 | 3.5249 | 3.5249 | 3.5249 | 3.5249 | 3.5249 | 3.5249 | 3.5249 | 3.5249 | 3.5249 | 3.5249 | 3.5249 | 3.5249 | 3.5249 | 3.5249 | 3.5249 | 3.5249 | 3.5249 | 3.5249 | 3.5249 | 3.5249 | 3.5249 | 3.5249 | 3.5249 | 3.5249 | 3.5249 | 3.5249 | 3.5249 | 3.5249 | 3.5249 | 0 | 0 | 0 | 0 | 0 | 0 | 0 | 0 | 0 | 0 | 0 | 0 | 0 | 0 | 0 | 0 | 0 | 0 | 0
| OH-3PH | 46.188 | 41.2821 | 36.5924 | 32.1093 | 27.8238 | 23.7271 | 19.8109 | 16.0673 | 12.4886 | 9.0676 | 9.0676 | 9.0676 | 9.0676 | 9.0676 | 9.0676 | 9.0676 | 9.0676 | 9.0676 | 9.0676 | 9.0676 | 9.0676 | 9.0676 | 9.0676 | 9.0676 | 9.0676 | 9.0676 | 9.0676 | 9.0676 | 9.0676 | 9.0676 | 9.0676 | 9.0676 | 9.0676 | 9.0676 | 9.0676 | 9.0676 | 9.0676 | 9.0676 | 9.0676 | 9.0676 | 9.0676 | 9.0676 | 9.0676 | 9.0676 | 9.0676 | 9.0676 | 9.0676 | 0 | 0 | 0 | 0 | 0 | 0 | 0 | 0 | 0 | 0 | 0 | 0 | 0 | 0 | 0 | 0 | 0 | 0 | 0
| UG-1PH | 44.64 | 39.8985 | 35.366 | 31.0332 | 26.8913 | 22.9319 | 19.1469 | 15.5288 | 12.07 | 8.7637 | 8.7637 | 8.7637 | 8.7637 | 8.7637 | 8.7637 | 8.7637 | 8.7637 | 8.7637 | 8.7637 | 8.7637 | 8.7637 | 8.7637 | 8.7637 | 8.7637 | 8.7637 | 8.7637 | 8.7637 | 8.7637 | 8.7637 | 8.7637 | 8.7637 | 8.7637 | 8.7637 | 8.7637 | 8.7637 | 8.7637 | 8.7637 | 8.7637 | 8.7637 | 8.7637 | 8.7637 | 8.7637 | 8.7637 | 8.7637 | 8.7637 | 8.7637 | 8.7637 | 8.7637 | 8.7637 | 8.7637 | 8.7637 | 8.7637 | 8.7637 | 8.7637 | 8.7637 | 8.7637 | 0 | 0 | 0 | 0 | 0 | 0 | 0 | 0 | 0 | 0
| Total | 120.87 | 120.87 | 120.87 | 120.87 | 120.87 | 120.87 | 120.87 | 120.87 | 120.87 | 120.87 | 120.87 | 120.87 | 120.87 | 120.87 | 120.87 | 120.87 | 120.87 | 120.87 | 120.87 | 120.87 | 120.87 | 120.87 | 120.87 | 120.87 | 120.87 | 120.87 | 120.87 | 120.87 | 120.87 | 120.87 | 120.87 | 120.87 | 120.87 | 120.87 | 120.87 | 120.87 | 120.87 | 120.87 | 120.87 | 120.87 | 120.87 | 120.87 | 120.87 | 120.87 | 120.87 | 120.87 | 120.87 | 101.1505 | 94.3375 | 87.8248 | 81.599 | 75.6475 | 69.9582 | 64.5197 | 59.3207 | 54.3509 | 35.8763 | 31.1349 | 26.6023 | 22.2695 | 18.1276 | 14.1682 | 10.3833 | 6.7651 | 3.3063 | 0
|  | 1 | 2 | 3 | 4 | 5 | 6 | 7 | 8 | 9 | 10 | 11 | 12 | 13 | 14 | 15 | 16 | 17 | 18 | 19 | 20 | 21 | 22 | 23 | 24 | 25 | 26 | 27 | 28 | 29 | 30 | 31 | 32 | 33 | 34 | 35 | 36 | 37 | 38 | 39 | 40 | 41 | 42 | 43 | 44 | 45 | 46 | 47 | 48 | 49 | 50 | 51 | 52 | 53 | 54 | 55 | 56 | 57 | 58 | 59 | 60 | 61 | 62 | 63 | 64 | 65 | 66
| Baseline Treated | 2028 | 2029 | 2030 | 2031 | 2032 | 2033 | 2034 | 2035 | 2036 | 2037 | 2038 | 2039 | 2040 | 2041 | 2042 | 2043 | 2044 | 2045 | 2046 | 2047 | 2048 | 2049 | 2050 | 2051 | 2052 | 2053 | 2054 | 2055 | 2056 | 2057 | 2058 | 2059 | 2060 | 2061 | 2062 | 2063 | 2064 | 2065 | 2066 | 2067 | 2068 | 2069 | 2070 | 2071 | 2072 | 2073 | 2074 | 2075 | 2076 | 2077 | 2078 | 2079 | 2080 | 2081 | 2082 | 2083 | 2084 | 2085 | 2086 | 2087 | 2088 | 2089 | 2090 | 2091 | 2092 | 2093
OH | OH-1PH | 10% | 19.56% | 28.7% | 37.43% | 45.78% | 53.77% | 61.4% | 68.69% | 75.67% | 82.33% | 82.33% | 82.33% | 82.33% | 82.33% | 82.33% | 82.33% | 82.33% | 82.33% | 82.33% | 82.33% | 82.33% | 82.33% | 82.33% | 82.33% | 82.33% | 82.33% | 82.33% | 82.33% | 82.33% | 82.33% | 82.33% | 82.33% | 82.33% | 82.33% | 82.33% | 82.33% | 82.33% | 82.33% | 82.33% | 82.33% | 82.33% | 82.33% | 82.33% | 82.33% | 82.33% | 82.33% | 82.33% | 72.33% | 62.77% | 53.63% | 44.9% | 36.55% | 28.56% | 20.93% | 13.64% | 6.666% | 0% | 0% | 0% | 0% | 0% | 0% | 0% | 0% | 0% | 0%
OH | OH-3PH | 10% | 19.56% | 28.7% | 37.43% | 45.78% | 53.77% | 61.4% | 68.69% | 75.67% | 82.33% | 82.33% | 82.33% | 82.33% | 82.33% | 82.33% | 82.33% | 82.33% | 82.33% | 82.33% | 82.33% | 82.33% | 82.33% | 82.33% | 82.33% | 82.33% | 82.33% | 82.33% | 82.33% | 82.33% | 82.33% | 82.33% | 82.33% | 82.33% | 82.33% | 82.33% | 82.33% | 82.33% | 82.33% | 82.33% | 82.33% | 82.33% | 82.33% | 82.33% | 82.33% | 82.33% | 82.33% | 82.33% | 72.33% | 62.77% | 53.63% | 44.9% | 36.55% | 28.56% | 20.93% | 13.64% | 6.666% | 0% | 0% | 0% | 0% | 0% | 0% | 0% | 0% | 0% | 0%
UG | UG-1PH | 10% | 19.56% | 28.7% | 37.43% | 45.78% | 53.77% | 61.4% | 68.69% | 75.67% | 82.33% | 82.33% | 82.33% | 82.33% | 82.33% | 82.33% | 82.33% | 82.33% | 82.33% | 82.33% | 82.33% | 82.33% | 82.33% | 82.33% | 82.33% | 82.33% | 82.33% | 82.33% | 82.33% | 82.33% | 82.33% | 82.33% | 82.33% | 82.33% | 82.33% | 82.33% | 82.33% | 82.33% | 82.33% | 82.33% | 82.33% | 82.33% | 82.33% | 82.33% | 82.33% | 82.33% | 82.33% | 82.33% | 82.33% | 82.33% | 82.33% | 82.33% | 82.33% | 82.33% | 82.33% | 82.33% | 82.33% | 72.33% | 62.77% | 53.63% | 44.9% | 36.55% | 28.56% | 20.93% | 13.64% | 6.666% | 0%
Baseline Remaining at Risk
OH | OH-1PH | 90% | 80.44% | 71.3% | 62.57% | 54.22% | 46.23% | 38.6% | 31.31% | 24.33% | 17.67% | 17.67% | 17.67% | 17.67% | 17.67% | 17.67% | 17.67% | 17.67% | 17.67% | 17.67% | 17.67% | 17.67% | 17.67% | 17.67% | 17.67% | 17.67% | 17.67% | 17.67% | 17.67% | 17.67% | 17.67% | 17.67% | 17.67% | 17.67% | 17.67% | 17.67% | 17.67% | 17.67% | 17.67% | 17.67% | 17.67% | 17.67% | 17.67% | 17.67% | 17.67% | 17.67% | 17.67% | 17.67% | 0% | 0% | 0% | 0% | 0% | 0% | 0% | 0% | 0% | 0% | 0% | 0% | 0% | 0% | 0% | 0% | 0% | 0% | 0%
OH | OH-3PH | 90% | 80.44% | 71.3% | 62.57% | 54.22% | 46.23% | 38.6% | 31.31% | 24.33% | 17.67% | 17.67% | 17.67% | 17.67% | 17.67% | 17.67% | 17.67% | 17.67% | 17.67% | 17.67% | 17.67% | 17.67% | 17.67% | 17.67% | 17.67% | 17.67% | 17.67% | 17.67% | 17.67% | 17.67% | 17.67% | 17.67% | 17.67% | 17.67% | 17.67% | 17.67% | 17.67% | 17.67% | 17.67% | 17.67% | 17.67% | 17.67% | 17.67% | 17.67% | 17.67% | 17.67% | 17.67% | 17.67% | 0% | 0% | 0% | 0% | 0% | 0% | 0% | 0% | 0% | 0% | 0% | 0% | 0% | 0% | 0% | 0% | 0% | 0% | 0%
UG | UG-1PH | 90% | 80.44% | 71.3% | 62.57% | 54.22% | 46.23% | 38.6% | 31.31% | 24.33% | 17.67% | 17.67% | 17.67% | 17.67% | 17.67% | 17.67% | 17.67% | 17.67% | 17.67% | 17.67% | 17.67% | 17.67% | 17.67% | 17.67% | 17.67% | 17.67% | 17.67% | 17.67% | 17.67% | 17.67% | 17.67% | 17.67% | 17.67% | 17.67% | 17.67% | 17.67% | 17.67% | 17.67% | 17.67% | 17.67% | 17.67% | 17.67% | 17.67% | 17.67% | 17.67% | 17.67% | 17.67% | 17.67% | 17.67% | 17.67% | 17.67% | 17.67% | 17.67% | 17.67% | 17.67% | 17.67% | 17.67% | 0% | 0% | 0% | 0% | 0% | 0% | 0% | 0% | 0% | 0%
| OH-1PH | 1 2028: 16.51%
| OH-3PH | 1 2028: 50.85%
| UG-1PH | 1 2028: 100%

## Rhizome storm incidents
Source: Rhizome data, storm_counts_by_type
rolling_mean
scenario | storm_type | 1985 | 1986 | 1987 | 1988 | 1989 | 1990 | 1991 | 1992 | 1993 | 1994 | 1995 | 1996 | 1997 | 1998 | 1999 | 2000 | 2001 | 2002 | 2003 | 2004 | 2005 | 2006 | 2007 | 2008 | 2009 | 2010 | 2011 | 2012 | 2013 | 2014 | 2015 | 2016 | 2017 | 2018 | 2019 | 2020 | 2021 | 2022 | 2023 | 2024 | 2025 | 2026 | 2027 | 2028 | 2029 | 2030 | 2031 | 2032 | 2033 | 2034 | 2035 | 2036 | 2037 | 2038 | 2039 | 2040 | 2041 | 2042 | 2043 | 2044 | 2045 | 2046 | 2047 | 2048 | 2049 | 2050 | 2051 | 2052 | 2053 | 2054 | 2055 | 2056 | 2057 | 2058 | 2059 | 2060 | 2061 | 2062 | 2063 | 2064 | 2065 | 2066 | 2067 | 2068 | 2069 | 2070 | 2071 | 2072 | 2073 | 2074 | 2075 | 2076 | 2077 | 2078 | 2079 | 2080 | 2081 | 2082 | 2083 | 2084 | 2085 | 2086 | 2087 | 2088 | 2089 | 2090 | 2091 | 2092 | 2093 | 2094 | 2095
ssp126 | Heavy Wet Snow | 6.5682 | 6.6136 | 6.7727 | 6.8636 | 7.0909 | 7.4091 | 7.6591 | 7.4091 | 7.2727 | 7.2273 | 7.6818 | 7.75 | 7.7727 | 7.8636 | 8.1136 | 8.0455 | 7.9091 | 7.5682 | 7.6818 | 7.75 | 7.8409 | 7.7045 | 7.6591 | 7.9318 | 7.8864 | 7.75 | 7.7045 | 7.7955 | 8.0455 | 8.0682 | 8.1364 | 8.0227 | 7.8409 | 8.0227 | 7.8864 | 7.5909 | 7.9545 | 8.1591 | 8.0455 | 8.0909 | 7.8864 | 8.0909 | 8.1591 | 8.2045 | 7.9545 | 7.9318 | 8.1591 | 7.9091 | 7.6364 | 7.8409 | 7.8182 | 7.75 | 7.4545 | 7.6136 | 7.7727 | 7.9318 | 7.6364 | 7.6818 | 7.8182 | 7.9318 | 7.7727 | 7.8636 | 8.1818 | 8.4091 | 8.2727 | 8.1818 | 8.0682 | 8.0909 | 7.9091 | 7.8864 | 7.8182 | 7.6818 | 7.4773 | 7.2727 | 7.3409 | 7.2955 | 7.2273 | 7.2727 | 7.4091 | 7.5909 | 7.4091 | 7.4545 | 7.4545 | 7.5455 | 7.5682 | 7.4545 | 7.5 | 7.4091 | 7.5227 | 7.4545 | 7.4773 | 7.5682 | 7.8182 | 7.8182 | 7.7045 | 7.8409 | 7.7727 | 7.8636 | 7.9091 | 7.7045 | 7.7045 | 7.6364 | 7.7727 | 7.4091 | 7.6364 | 7.6818 | 7.5455 | 7.7273 | 7.75 | 7.6818 | 8
ssp126 | High Wind | 12.2727 | 11.9545 | 11.9091 | 11.4773 | 11.6136 | 11.3409 | 11.25 | 11.3409 | 11.3636 | 11.2727 | 10.8636 | 10.5682 | 10.6591 | 10.5455 | 10.6364 | 10.7045 | 10.8864 | 10.8409 | 10.7045 | 10.6591 | 10.5455 | 10.6591 | 10.8409 | 10.9773 | 10.9091 | 11.25 | 11.2273 | 11.0909 | 11.1364 | 11 | 11.1591 | 11.0909 | 11.0455 | 10.8864 | 10.9773 | 11.0682 | 10.7045 | 10.4545 | 10.5682 | 10.4773 | 10.6136 | 10.1818 | 10.0455 | 10.0909 | 10.4318 | 10.2955 | 10.0455 | 10.2955 | 10.4545 | 10.4773 | 10.6136 | 10.8864 | 10.9773 | 11.2273 | 11.0227 | 11.0227 | 10.8864 | 11.0455 | 10.7045 | 10.75 | 10.4545 | 10.2955 | 9.9318 | 9.9773 | 10.0682 | 10.2045 | 10.0227 | 10.1591 | 10.1364 | 10.2273 | 10 | 10.0227 | 10.1591 | 10.2955 | 10.25 | 10.1591 | 10.1818 | 10.2727 | 10.4545 | 10.5909 | 10.8182 | 10.8864 | 10.8409 | 10.6591 | 10.8182 | 11.0227 | 11.1818 | 11.2273 | 11.0682 | 11 | 10.8864 | 10.8182 | 10.8182 | 11.2045 | 11.4318 | 11.1818 | 11.25 | 11.2727 | 11.2955 | 11.3864 | 11.3636 | 11.4091 | 11.4545 | 11.5227 | 11.4773 | 11.0909 | 11.4091 | 11.1818 | 11.1136 | 11.3409 | 11.2955
ssp126 | Severe Thunderstorm | 13.4318 | 13.5682 | 13.3182 | 13.3864 | 13.5455 | 14 | 14.1364 | 14.3864 | 14.4091 | 14.2273 | 14.2955 | 14.5 | 14.8864 | 15.1364 | 15.5682 | 15.4091 | 15.2045 | 15.3409 | 15.4773 | 15.4773 | 15.5227 | 15.7727 | 16.0682 | 15.9545 | 16.0455 | 16 | 16.1364 | 16.4545 | 16.3636 | 16.4318 | 16.5455 | 16.7727 | 16.4318 | 16.6136 | 16.5909 | 16.6818 | 16.7273 | 16.6818 | 16.7273 | 16.7727 | 16.6818 | 16.8182 | 16.9318 | 17.25 | 17.0455 | 17.0909 | 17 | 16.9318 | 17 | 16.8864 | 16.8864 | 16.7045 | 16.5455 | 16.6364 | 16.8182 | 17.0227 | 17.1136 | 17.1591 | 17.5455 | 17.5227 | 17.7727 | 17.9091 | 18.1364 | 18.2727 | 18.0682 | 18.0227 | 18 | 18 | 18.0455 | 17.5682 | 17.7273 | 17.6818 | 17.7045 | 18.0682 | 18 | 18.3409 | 18.0682 | 17.9773 | 18.2273 | 18.4545 | 18.75 | 18.9318 | 19.0227 | 19.25 | 19.0455 | 18.9773 | 18.7273 | 18.9318 | 18.6364 | 18.3864 | 18.3182 | 18.1591 | 18.1364 | 18.1364 | 17.8182 | 17.6136 | 17.8182 | 17.75 | 17.5 | 17.8636 | 17.8864 | 17.7955 | 17.75 | 17.6818 | 17.5909 | 17.5682 | 17.75 | 17.7727 | 17.6818 | 17.8864 | 17.8182
ssp245 | Heavy Wet Snow | 6.5682 | 6.6136 | 6.7727 | 6.8636 | 7.0909 | 7.4091 | 7.6591 | 7.4091 | 7.2727 | 7.2273 | 7.6818 | 7.75 | 7.7727 | 7.8636 | 8.1136 | 8.0455 | 7.9091 | 7.5682 | 7.6818 | 7.75 | 7.8409 | 7.7045 | 7.6591 | 7.9318 | 7.8864 | 7.75 | 7.6818 | 7.5227 | 7.7273 | 7.7045 | 7.7955 | 7.5455 | 7.6364 | 7.5909 | 7.2955 | 7.2955 | 7.4318 | 7.4545 | 7.6364 | 7.7273 | 7.5455 | 7.4545 | 7.75 | 7.4318 | 7.6591 | 7.5 | 7.6818 | 7.9773 | 7.9091 | 7.8864 | 8.0227 | 8.0455 | 8.4091 | 8.3409 | 8.3864 | 8.2727 | 8.5455 | 8.3636 | 8.0455 | 8.2273 | 8.2727 | 8.2727 | 8.6136 | 8.4545 | 8.5 | 8.7955 | 8.8864 | 8.6818 | 8.7727 | 8.7273 | 8.5909 | 8.5 | 8.2955 | 7.9773 | 7.75 | 7.7727 | 7.5909 | 7.5909 | 7.5455 | 7.4318 | 7.5227 | 7.5 | 7.3409 | 7.2955 | 7.5227 | 7.8636 | 7.7727 | 7.8182 | 7.7045 | 7.8182 | 7.9318 | 7.8636 | 7.8636 | 8.0455 | 8.0909 | 8.1136 | 7.8636 | 7.7727 | 7.7955 | 7.7955 | 7.7273 | 7.8182 | 7.75 | 7.6136 | 7.5682 | 7.4545 | 7.1591 | 7.5 | 7.6818 | 7.4773 | 7.5227
ssp245 | High Wind | 12.2727 | 11.9545 | 11.9091 | 11.4773 | 11.6136 | 11.3409 | 11.25 | 11.3409 | 11.3636 | 11.2727 | 10.8636 | 10.5682 | 10.6591 | 10.5455 | 10.6364 | 10.7045 | 10.8864 | 10.8409 | 10.7045 | 10.6591 | 10.5455 | 10.6591 | 10.8409 | 10.9773 | 10.9091 | 11.0455 | 10.8864 | 11.1136 | 11.0909 | 11 | 11.0682 | 11.0227 | 10.8182 | 10.9773 | 10.9091 | 11.1136 | 11.4091 | 11.6136 | 11.3864 | 11.5227 | 11.7955 | 11.5455 | 11.7955 | 12.0909 | 11.8864 | 11.9545 | 11.7955 | 11.3636 | 11.25 | 11.5682 | 11.4091 | 11.2727 | 11.3182 | 11.2045 | 10.9545 | 10.9773 | 10.7727 | 10.8864 | 11.0909 | 11.1591 | 10.6818 | 10.7045 | 10.7727 | 10.7955 | 10.75 | 10.9545 | 10.8636 | 11.1591 | 11.2273 | 11.1364 | 10.8864 | 11.0455 | 10.8636 | 10.6364 | 10.75 | 10.5227 | 10.4318 | 10.5909 | 10.4773 | 10.4318 | 10.1591 | 10.0682 | 10.2045 | 10.3864 | 10.5455 | 10.3864 | 10.5227 | 10.6136 | 10.5909 | 10.5682 | 10.3182 | 10.3864 | 10.3636 | 10.0227 | 10.0227 | 10.0909 | 10.1136 | 10.25 | 10.0682 | 9.7955 | 9.7045 | 9.8409 | 10.0682 | 10.2273 | 10.4318 | 10.3409 | 10.4773 | 10.6364 | 10.5227 | 10.5227 | 10.6136
ssp245 | Severe Thunderstorm | 13.4318 | 13.5682 | 13.3182 | 13.3864 | 13.5455 | 14 | 14.1364 | 14.3864 | 14.4091 | 14.2273 | 14.2955 | 14.5 | 14.8864 | 15.1364 | 15.5682 | 15.4091 | 15.2045 | 15.3409 | 15.4773 | 15.4773 | 15.5227 | 15.7727 | 16.0682 | 15.9545 | 16.0455 | 16.0682 | 16.1818 | 16.3864 | 16.25 | 16 | 16.25 | 16.6364 | 16.5 | 16.6364 | 16.4773 | 16.6591 | 16.8182 | 16.9545 | 16.6591 | 16.7727 | 17.1364 | 17.3182 | 17.0227 | 17 | 17.0227 | 17.3864 | 17.1818 | 16.8409 | 16.8636 | 17.4773 | 17.4545 | 17.3409 | 17.25 | 17.3409 | 17.4318 | 17.1364 | 17.0909 | 17.1364 | 17.25 | 17.3636 | 17.4318 | 17.8636 | 18.1364 | 18.2045 | 18.2273 | 18.3636 | 18.8864 | 19.1136 | 19.1136 | 19.2727 | 19.3182 | 19.1136 | 18.9545 | 18.9773 | 19 | 18.9773 | 19.2045 | 19.0455 | 18.7955 | 19.0909 | 19.0909 | 19.0455 | 19.1591 | 19.3182 | 19.2955 | 19.0227 | 19.2273 | 19.0909 | 19.3182 | 19.3864 | 19.4773 | 19.6364 | 19.8182 | 19.8636 | 19.7955 | 19.75 | 19.8864 | 20.1364 | 20.2045 | 19.8864 | 19.9318 | 19.9545 | 19.7045 | 19.7045 | 19.9091 | 20.1364 | 20.1591 | 20.2727 | 20.25 | 20.25 | 20.5682
ssp370 | Heavy Wet Snow | 6.5682 | 6.6136 | 6.7727 | 6.8636 | 7.0909 | 7.4091 | 7.6591 | 7.4091 | 7.2727 | 7.2273 | 7.6818 | 7.75 | 7.7727 | 7.8636 | 8.1136 | 8.0455 | 7.9091 | 7.5682 | 7.6818 | 7.75 | 7.8409 | 7.7045 | 7.6591 | 7.9318 | 7.8864 | 7.8182 | 7.75 | 7.5682 | 7.75 | 7.7045 | 7.7045 | 7.75 | 7.6818 | 7.8409 | 7.4318 | 7.3864 | 7.6136 | 7.8182 | 8.0682 | 8.0227 | 7.9091 | 8.0455 | 8.0227 | 7.8182 | 7.5682 | 7.7955 | 7.8636 | 7.9091 | 7.8182 | 7.6364 | 7.6818 | 7.6136 | 7.4773 | 7.5909 | 7.7727 | 7.9091 | 7.7727 | 7.7045 | 7.5 | 7.4091 | 7.6364 | 7.4773 | 7.8636 | 7.9545 | 8 | 7.9773 | 7.9091 | 7.9318 | 8.0909 | 8.1364 | 8.3636 | 8.1136 | 8.3864 | 8.1591 | 8.2955 | 7.9545 | 7.9545 | 7.9773 | 7.8636 | 7.8636 | 7.7955 | 7.6591 | 7.6364 | 7.4773 | 7.5227 | 7.4773 | 7.8182 | 8.0909 | 8.3182 | 8.3636 | 8 | 7.8636 | 7.6364 | 7.6136 | 7.5682 | 7.3864 | 7.3182 | 7.0227 | 6.7955 | 6.6591 | 6.5682 | 6.9091 | 6.9091 | 6.9545 | 7.3182 | 7.3636 | 7.2727 | 7.25 | 7.2955 | 7.0909 | 6.9318
ssp370 | High Wind | 12.2727 | 11.9545 | 11.9091 | 11.4773 | 11.6136 | 11.3409 | 11.25 | 11.3409 | 11.3636 | 11.2727 | 10.8636 | 10.5682 | 10.6591 | 10.5455 | 10.6364 | 10.7045 | 10.8864 | 10.8409 | 10.7045 | 10.6591 | 10.5455 | 10.6591 | 10.8409 | 10.9773 | 10.9091 | 11.1364 | 11.0682 | 11.4318 | 11.5 | 11.6136 | 11.5682 | 11.5455 | 11.4773 | 11.4318 | 11.4318 | 11.5455 | 11.3636 | 11.0227 | 10.7273 | 10.75 | 10.7045 | 10.6591 | 10.5909 | 10.6591 | 10.8182 | 10.6818 | 10.5682 | 10.5 | 10.9318 | 10.8409 | 10.6136 | 10.5227 | 10.7955 | 10.8864 | 10.9545 | 11.0227 | 11.0682 | 11.2727 | 11.4318 | 11.2045 | 11.2955 | 11.4318 | 11.3409 | 11.1591 | 10.9773 | 10.9318 | 10.5909 | 10.6136 | 10.3409 | 10.3636 | 10.2955 | 10.1136 | 10.0227 | 10.1364 | 10.1364 | 10.3182 | 10.3864 | 10.5909 | 10.7727 | 10.9091 | 10.8864 | 11.0227 | 10.9318 | 10.8864 | 10.9091 | 10.7955 | 10.5 | 10.2727 | 10.3636 | 10.1364 | 10.2273 | 10.1136 | 9.9318 | 10 | 9.9773 | 10.3409 | 10.4318 | 10.8409 | 10.8864 | 10.6364 | 10.6136 | 10.7045 | 10.8182 | 10.7045 | 10.7727 | 10.8864 | 10.5227 | 10.4545 | 10.6364 | 10.7273 | 10.8182
ssp370 | Severe Thunderstorm | 13.4318 | 13.5682 | 13.3182 | 13.3864 | 13.5455 | 14 | 14.1364 | 14.3864 | 14.4091 | 14.2273 | 14.2955 | 14.5 | 14.8864 | 15.1364 | 15.5682 | 15.4091 | 15.2045 | 15.3409 | 15.4773 | 15.4773 | 15.5227 | 15.7727 | 16.0682 | 15.9545 | 16.0455 | 15.6591 | 15.7045 | 16.1364 | 15.7045 | 15.7273 | 15.7727 | 15.7727 | 15.6364 | 15.5682 | 15.5909 | 15.7955 | 15.9773 | 16.2955 | 16.0455 | 16.75 | 16.5455 | 16.8636 | 17.0227 | 17 | 17.1818 | 17.0682 | 17.0909 | 17.4773 | 17.2727 | 17.6818 | 17.3864 | 17.8409 | 17.6136 | 17.8409 | 18.1591 | 18.2045 | 18.25 | 18.3864 | 18.3636 | 18.4318 | 18.2955 | 18.5227 | 18.4318 | 18.6364 | 18.75 | 18.8409 | 18.7955 | 19.1136 | 19.2045 | 19.1364 | 19.4091 | 19.7045 | 19.8409 | 19.9545 | 19.9773 | 19.9773 | 20.0227 | 20.2955 | 20.4091 | 20.4545 | 20.7045 | 20.7727 | 20.8864 | 21.0227 | 21.3636 | 21.5 | 21.6591 | 21.5455 | 21.6818 | 21.7045 | 21.8864 | 22.0227 | 22.3182 | 22.3182 | 22.5455 | 22.6591 | 23.25 | 23.3409 | 23.7273 | 24.0227 | 24.3182 | 24.1364 | 23.9773 | 23.8636 | 23.8409 | 24.0227 | 24.2273 | 23.6818 | 23.7955 | 23.7273 | 23.75
ssp585 | Heavy Wet Snow | 6.4545 | 6.7273 | 6.8182 | 6.5455 | 6.6364 | 6.8182 | 6.8182 | 6.7273 | 6.3636 | 6.4545 | 7.1818 | 7.0909 | 7.2727 | 7.3636 | 7.5455 | 7.8182 | 7.5455 | 6.9091 | 7.3636 | 7.4545 | 7.5455 | 7.0909 | 6.7273 | 7.0909 | 7 | 6.9091 | 6.5455 | 6.2727 | 7 | 6.8182 | 7 | 7.2727 | 7.4545 | 7.8182 | 7.0909 | 7.4545 | 8.0909 | 8.0909 | 8.7273 | 8.6364 | 8.8182 | 8.5455 | 8.4545 | 8.0909 | 8.0909 | 8 | 7.9091 | 7.8182 | 7.5455 | 7.1818 | 7.2727 | 6.9091 | 7.3636 | 7.2727 | 7.4545 | 7.0909 | 7.5455 | 7.5455 | 7.8182 | 8.3636 | 8.8182 | 8.6364 | 8.8182 | 8.9091 | 8.6364 | 8.4545 | 8.7273 | 8.5455 | 8.6364 | 7.9091 | 7.7273 | 7.5455 | 7.6364 | 7.5455 | 7.1818 | 7.6364 | 7.8182 | 7.7273 | 7.5455 | 7.3636 | 7.5455 | 7.4545 | 7.4545 | 7.0909 | 6.8182 | 6.8182 | 6.6364 | 6 | 5.9091 | 6.1818 | 6.0909 | 5.6364 | 5.4545 | 5.5455 | 5.6364 | 6.0909 | 6.2727 | 5.9091 | 6.3636 | 6.3636 | 6.3636 | 6.2727 | 6.3636 | 6.9091 | 6.6364 | 6.7273 | 6.0909 | 5.8182 | 5.8182 | 6 | 5.9091
ssp585 | High Wind | 12.8182 | 12.7273 | 12.4545 | 12.1818 | 12.4545 | 12.1818 | 11.8182 | 12.2727 | 12.0909 | 11.6364 | 11.6364 | 11.0909 | 10.5455 | 10.6364 | 10.9091 | 10.8182 | 11 | 11.4545 | 10.5455 | 10.6364 | 10.6364 | 10.4545 | 11.2727 | 11.2727 | 11.2727 | 11.0909 | 10.9091 | 11 | 10.5455 | 11.1818 | 11.0909 | 11 | 10.8182 | 9.4545 | 10 | 9.6364 | 10.1818 | 10 | 9.7273 | 9.6364 | 9.1818 | 9.5455 | 9.8182 | 10.2727 | 10.6364 | 10.1818 | 10.0909 | 9 | 9.7273 | 9.8182 | 9.7273 | 9.5455 | 9.0909 | 9 | 8.7273 | 8.8182 | 9.0909 | 9.1818 | 9.7273 | 8.9091 | 8.6364 | 9.3636 | 9.3636 | 9.9091 | 9.8182 | 9.8182 | 9.9091 | 9.3636 | 9.5455 | 9.5455 | 9.4545 | 9.6364 | 9.0909 | 9.3636 | 9.2727 | 8.6364 | 8.5455 | 9.1818 | 9.4545 | 9.8182 | 9.8182 | 10.1818 | 10.2727 | 10.4545 | 10.6364 | 10.3636 | 10.9091 | 11.1818 | 11 | 11.2727 | 11 | 11.4545 | 11.4545 | 11.0909 | 11.1818 | 11.0909 | 10.8182 | 10.9091 | 10.1818 | 10 | 10 | 9.5455 | 8.7273 | 8.2727 | 8.3636 | 8.1818 | 8.3636 | 8.7273 | 8.6364 | 8.7273 | 8.1818
ssp585 | Severe Thunderstorm | 12.7273 | 12.4545 | 11.7273 | 12.2727 | 12.5455 | 13.5455 | 13.7273 | 13.7273 | 14.3636 | 14.4545 | 14.6364 | 15.1818 | 15.7273 | 16.5455 | 17.0909 | 17.2727 | 16.4545 | 16.4545 | 16.7273 | 16.5455 | 16.7273 | 17.3636 | 17.3636 | 17.4545 | 17.6364 | 17.4545 | 18.1818 | 18.8182 | 18.7273 | 18.6364 | 19.1818 | 18.8182 | 18.8182 | 19 | 19 | 19.0909 | 19.2727 | 18.9091 | 19.3636 | 19.6364 | 19.8182 | 19.1818 | 19.1818 | 19.3636 | 19.5455 | 19.8182 | 20.0909 | 19.9091 | 20.0909 | 20.4545 | 20.6364 | 20.2727 | 20.6364 | 21.3636 | 21.4545 | 21.9091 | 22.0909 | 22 | 21.7273 | 21.3636 | 20.8182 | 20.9091 | 21.5455 | 21.2727 | 21 | 21.2727 | 20.8182 | 21.4545 | 21.5455 | 22.3636 | 22.4545 | 22.3636 | 22.9091 | 22.9091 | 23.6364 | 24.0909 | 24.2727 | 24.6364 | 24.0909 | 24 | 24 | 24.3636 | 24.5455 | 24.3636 | 24.4545 | 24.6364 | 25 | 24.9091 | 24.5455 | 24.5455 | 25.1818 | 24.8182 | 25 | 25.2727 | 24.8182 | 24.5455 | 24.4545 | 24.9091 | 24.8182 | 26 | 25.9091 | 25.9091 | 26.4545 | 26.2727 | 25.6364 | 26.8182 | 27 | 27 | 26.1818 | 26.8182 | 26
Inputs to CEG modeling
Start with raw rolling-10 year window mean storm counts
| Scenario | 2028 | 2029 | 2030 | 2031 | 2032 | 2033 | 2034 | 2035 | 2036 | 2037 | 2038 | 2039 | 2040 | 2041 | 2042 | 2043 | 2044 | 2045 | 2046 | 2047 | 2048 | 2049 | 2050 | 2051 | 2052 | 2053 | 2054 | 2055 | 2056 | 2057 | 2058 | 2059 | 2060 | 2061 | 2062 | 2063 | 2064 | 2065 | 2066 | 2067 | 2068 | 2069 | 2070 | 2071 | 2072 | 2073 | 2074 | 2075 | 2076 | 2077 | 2078 | 2079 | 2080 | 2081 | 2082 | 2083 | 2084 | 2085 | 2086 | 2087 | 2088 | 2089 | 2090 | 2091 | 2092 | 2093 | 2094 | 2095
| ssp126 | 35.5455 | 35.4318 | 35.3182 | 35.2045 | 35.1364 | 35.0909 | 35.2045 | 35.3182 | 35.3409 | 34.9773 | 35.4773 | 35.6136 | 35.9773 | 35.6364 | 35.8864 | 36.0682 | 36.2045 | 36 | 36.0682 | 36.25 | 36.6591 | 36.4091 | 36.4091 | 36.0909 | 36.25 | 36.0909 | 35.6818 | 35.5455 | 35.3864 | 35.3409 | 35.6364 | 35.5909 | 35.7955 | 35.4773 | 35.5227 | 36.0909 | 36.6364 | 36.9773 | 37.2727 | 37.3182 | 37.4545 | 37.4318 | 37.4545 | 37.4091 | 37.5682 | 37.2273 | 36.8409 | 36.6818 | 36.5455 | 36.7727 | 37.1591 | 36.9545 | 36.6364 | 36.8409 | 36.8864 | 36.7045 | 36.9545 | 36.9545 | 36.8409 | 36.9773 | 36.6136 | 36.7045 | 36.3409 | 36.7045 | 36.6818 | 36.5455 | 36.9091 | 37.1136
| ssp245 | 36.5227 | 36.5682 | 36.8409 | 36.6591 | 36.1818 | 36.0227 | 36.9318 | 36.8864 | 36.6591 | 36.9773 | 36.8864 | 36.7727 | 36.3864 | 36.4091 | 36.3864 | 36.3864 | 36.75 | 36.3864 | 36.8409 | 37.5227 | 37.4545 | 37.4773 | 38.1136 | 38.6364 | 38.9545 | 39.1136 | 39.1364 | 38.7955 | 38.6591 | 38.1136 | 37.5909 | 37.5 | 37.2727 | 37.2273 | 37.2273 | 36.8182 | 36.9545 | 36.7727 | 36.6136 | 36.7045 | 37 | 37.3636 | 37.2727 | 37.5227 | 37.5227 | 37.6136 | 37.7727 | 37.7273 | 37.8864 | 38.0455 | 37.9318 | 37.9091 | 37.9545 | 37.8636 | 38.1591 | 38.0682 | 37.4773 | 37.3636 | 37.6136 | 37.5227 | 37.5455 | 37.9091 | 37.9318 | 37.7955 | 38.4091 | 38.4545 | 38.25 | 38.7045
| ssp370 | 35.4773 | 35.5682 | 35.5455 | 35.5227 | 35.8864 | 36.0227 | 36.1591 | 35.6818 | 35.9773 | 35.8864 | 36.3182 | 36.8864 | 37.1364 | 37.0909 | 37.3636 | 37.2955 | 37.0455 | 37.2273 | 37.4318 | 37.6364 | 37.75 | 37.7273 | 37.75 | 37.2955 | 37.6591 | 37.6364 | 37.6364 | 38.0682 | 37.9318 | 38.25 | 38.25 | 38.4091 | 38.25 | 38.3636 | 38.8636 | 39.0455 | 39.2273 | 39.3864 | 39.4545 | 39.4545 | 39.3864 | 39.7955 | 39.7727 | 39.9773 | 39.9091 | 40.3636 | 40.2045 | 40.1136 | 40 | 39.8864 | 39.9318 | 40.0909 | 40.3864 | 41 | 41.2045 | 41.4091 | 41.3182 | 41.5 | 41.75 | 41.7045 | 41.5227 | 41.9318 | 42.2727 | 42.0227 | 41.3864 | 41.7273 | 41.5455 | 41.5
| ssp585 | 37.7273 | 38.2727 | 38 | 38.0909 | 36.7273 | 37.3636 | 37.4545 | 37.6364 | 36.7273 | 37.0909 | 37.6364 | 37.6364 | 37.8182 | 38.7273 | 38.7273 | 39.2727 | 38.6364 | 38.2727 | 38.9091 | 39.7273 | 40.0909 | 39.4545 | 39.5455 | 39.4545 | 39.3636 | 39.7273 | 39.8182 | 39.6364 | 39.5455 | 39.6364 | 39.8182 | 40.0909 | 40.3636 | 40.6364 | 41.5455 | 41.0909 | 41.1818 | 41.3636 | 42 | 42.2727 | 41.9091 | 41.9091 | 41.8182 | 42.5455 | 42.0909 | 41.4545 | 42 | 42.2727 | 41.9091 | 41.9091 | 41.9091 | 41.6364 | 41.7273 | 41.5455 | 41.7273 | 41.3636 | 42.3636 | 42.2727 | 41.7273 | 41.5455 | 41.4545 | 40.6364 | 41.7273 | 41.4545 | 41.5455 | 40.6364 | 41.5455 | 40.0909
Split into major/minor/excess storms by first generating major storm simulated around the average historical of 1.72 major storms per year.
Major Storm (expected, CEG modeled. Calculated as =RANDBETWEEN(150,200)/100) and then hardcoded to avoid dynamic recalculation
| Scenario | 2028 | 2029 | 2030 | 2031 | 2032 | 2033 | 2034 | 2035 | 2036 | 2037 | 2038 | 2039 | 2040 | 2041 | 2042 | 2043 | 2044 | 2045 | 2046 | 2047 | 2048 | 2049 | 2050 | 2051 | 2052 | 2053 | 2054 | 2055 | 2056 | 2057 | 2058 | 2059 | 2060 | 2061 | 2062 | 2063 | 2064 | 2065 | 2066 | 2067 | 2068 | 2069 | 2070 | 2071 | 2072 | 2073 | 2074 | 2075 | 2076 | 2077 | 2078 | 2079 | 2080 | 2081 | 2082 | 2083 | 2084 | 2085 | 2086 | 2087 | 2088 | 2089 | 2090 | 2091 | 2092 | 2093 | 2094 | 2095
| ssp126 | 1.58 | 1.95 | 1.73 | 1.58 | 1.74 | 1.75 | 1.53 | 1.63 | 1.89 | 1.71 | 1.62 | 1.75 | 1.69 | 1.87 | 1.97 | 2 | 1.58 | 1.92 | 1.79 | 1.62 | 1.76 | 1.91 | 1.76 | 1.75 | 1.75 | 1.83 | 1.62 | 1.86 | 1.52 | 1.7 | 1.91 | 1.88 | 1.93 | 1.71 | 1.96 | 1.59 | 1.68 | 1.97 | 1.6 | 1.72 | 1.63 | 1.7 | 1.83 | 1.76 | 1.73 | 1.85 | 1.87 | 1.88 | 1.98 | 1.5 | 1.93 | 1.57 | 2 | 1.83 | 1.95 | 1.75 | 1.53 | 1.89 | 1.73 | 1.77 | 1.74 | 1.89 | 2 | 1.51 | 1.83 | 1.52 | 1.7 | 1.63
| ssp245 | 1.74 | 1.51 | 1.65 | 1.88 | 1.83 | 1.51 | 1.93 | 1.57 | 1.98 | 1.95 | 1.79 | 1.99 | 1.9 | 1.89 | 1.91 | 1.97 | 1.61 | 1.82 | 1.88 | 1.97 | 1.77 | 1.99 | 1.99 | 1.95 | 1.55 | 1.76 | 1.8 | 1.81 | 1.82 | 1.67 | 1.51 | 1.61 | 1.76 | 1.99 | 1.7 | 1.96 | 1.78 | 1.56 | 1.97 | 1.73 | 2 | 1.73 | 1.69 | 1.59 | 1.68 | 1.64 | 1.82 | 1.58 | 1.57 | 1.69 | 1.52 | 1.74 | 1.69 | 1.91 | 1.96 | 1.64 | 1.77 | 1.62 | 1.82 | 1.72 | 1.66 | 1.64 | 1.63 | 1.5 | 1.86 | 1.97 | 1.89 | 1.89
| ssp370 | 1.62 | 1.82 | 1.57 | 1.99 | 1.99 | 1.97 | 1.65 | 1.63 | 1.68 | 1.98 | 1.67 | 1.5 | 2 | 1.78 | 1.5 | 1.54 | 1.68 | 1.66 | 1.77 | 1.57 | 1.67 | 1.86 | 1.81 | 1.92 | 1.93 | 1.68 | 1.98 | 1.79 | 1.61 | 1.61 | 1.82 | 1.88 | 1.68 | 1.5 | 1.94 | 1.99 | 1.96 | 1.76 | 1.99 | 1.97 | 1.56 | 1.9 | 1.57 | 1.8 | 1.58 | 1.59 | 1.8 | 1.66 | 2 | 1.78 | 1.79 | 1.55 | 1.55 | 1.62 | 1.92 | 1.74 | 1.63 | 1.68 | 1.92 | 1.56 | 1.51 | 1.67 | 1.67 | 1.76 | 1.52 | 1.97 | 1.55 | 1.69
| ssp585 | 1.58 | 1.58 | 1.87 | 1.8 | 1.64 | 1.6 | 1.76 | 1.73 | 1.82 | 1.95 | 1.98 | 1.84 | 1.95 | 1.52 | 1.86 | 1.62 | 1.95 | 1.71 | 1.53 | 1.74 | 1.68 | 1.84 | 2 | 1.67 | 1.7 | 1.9 | 1.64 | 1.67 | 1.77 | 1.99 | 1.7 | 1.55 | 1.68 | 1.89 | 1.64 | 1.95 | 1.93 | 1.91 | 1.51 | 1.89 | 1.52 | 1.99 | 1.54 | 1.87 | 1.69 | 1.71 | 1.78 | 1.5 | 1.72 | 1.54 | 1.56 | 1.6 | 1.59 | 1.71 | 1.8 | 1.82 | 1.61 | 1.77 | 1.51 | 1.61 | 1.64 | 1.88 | 1.5 | 1.91 | 1.76 | 1.91 | 1.97 | 1.53
Minor Storm (expected, CEG modeled. Rhizome "excess" storms treated as minor storms)
| Scenario | 2028 | 2029 | 2030 | 2031 | 2032 | 2033 | 2034 | 2035 | 2036 | 2037 | 2038 | 2039 | 2040 | 2041 | 2042 | 2043 | 2044 | 2045 | 2046 | 2047 | 2048 | 2049 | 2050 | 2051 | 2052 | 2053 | 2054 | 2055 | 2056 | 2057 | 2058 | 2059 | 2060 | 2061 | 2062 | 2063 | 2064 | 2065 | 2066 | 2067 | 2068 | 2069 | 2070 | 2071 | 2072 | 2073 | 2074 | 2075 | 2076 | 2077 | 2078 | 2079 | 2080 | 2081 | 2082 | 2083 | 2084 | 2085 | 2086 | 2087 | 2088 | 2089 | 2090 | 2091 | 2092 | 2093 | 2094 | 2095
| ssp126 | 33.9655 | 33.4818 | 33.5882 | 33.6245 | 33.3964 | 33.3409 | 33.6745 | 33.6882 | 33.4509 | 33.2673 | 33.8573 | 33.8636 | 34.2873 | 33.7664 | 33.9164 | 34.0682 | 34.6245 | 34.08 | 34.2782 | 34.63 | 34.8991 | 34.4991 | 34.6491 | 34.3409 | 34.5 | 34.2609 | 34.0618 | 33.6855 | 33.8664 | 33.6409 | 33.7264 | 33.7109 | 33.8655 | 33.7673 | 33.5627 | 34.5009 | 34.9564 | 35.0073 | 35.6727 | 35.5982 | 35.8245 | 35.7318 | 35.6245 | 35.6491 | 35.8382 | 35.3773 | 34.9709 | 34.8018 | 34.5655 | 35.2727 | 35.2291 | 35.3845 | 34.6364 | 35.0109 | 34.9364 | 34.9545 | 35.4245 | 35.0645 | 35.1109 | 35.2073 | 34.8736 | 34.8145 | 34.3409 | 35.1945 | 34.8518 | 35.0255 | 35.2091 | 35.4836
| ssp245 | 34.7827 | 35.0582 | 35.1909 | 34.7791 | 34.3518 | 34.5127 | 35.0018 | 35.3164 | 34.6791 | 35.0273 | 35.0964 | 34.7827 | 34.4864 | 34.5191 | 34.4764 | 34.4164 | 35.14 | 34.5664 | 34.9609 | 35.5527 | 35.6845 | 35.4873 | 36.1236 | 36.6864 | 37.4045 | 37.3536 | 37.3364 | 36.9855 | 36.8391 | 36.4436 | 36.0809 | 35.89 | 35.5127 | 35.2373 | 35.5273 | 34.8582 | 35.1745 | 35.2127 | 34.6436 | 34.9745 | 35 | 35.6336 | 35.5827 | 35.9327 | 35.8427 | 35.9736 | 35.9527 | 36.1473 | 36.3164 | 36.3555 | 36.4118 | 36.1691 | 36.2645 | 35.9536 | 36.1991 | 36.4282 | 35.7073 | 35.7436 | 35.7936 | 35.8027 | 35.8855 | 36.2691 | 36.3018 | 36.2955 | 36.5491 | 36.4845 | 36.36 | 36.8145
| ssp370 | 33.8573 | 33.7482 | 33.9755 | 33.5327 | 33.8964 | 34.0527 | 34.5091 | 34.0518 | 34.2973 | 33.9064 | 34.6482 | 35.3864 | 35.1364 | 35.3109 | 35.8636 | 35.7555 | 35.3655 | 35.5673 | 35.6618 | 36.0664 | 36.08 | 35.8673 | 35.94 | 35.3755 | 35.7291 | 35.9564 | 35.6564 | 36.2782 | 36.3218 | 36.64 | 36.43 | 36.5291 | 36.57 | 36.8636 | 36.9236 | 37.0555 | 37.2673 | 37.6264 | 37.4645 | 37.4845 | 37.8264 | 37.8955 | 38.2027 | 38.1773 | 38.3291 | 38.7736 | 38.4045 | 38.4536 | 38 | 38.1064 | 38.1418 | 38.5409 | 38.8364 | 39.38 | 39.2845 | 39.6691 | 39.6882 | 39.82 | 39.83 | 40.1445 | 40.0127 | 40.2618 | 40.6027 | 40.2627 | 39.8664 | 39.7573 | 39.9955 | 39.81
| ssp585 | 36.1473 | 36.6927 | 36.13 | 36.2909 | 35.0873 | 35.7636 | 35.6945 | 35.9064 | 34.9073 | 35.1409 | 35.6564 | 35.7964 | 35.8682 | 37.2073 | 36.8673 | 37.6527 | 36.6864 | 36.5627 | 37.3791 | 37.9873 | 38.4109 | 37.6145 | 37.5455 | 37.7845 | 37.6636 | 37.8273 | 38.1782 | 37.9664 | 37.7755 | 37.6464 | 38.1182 | 38.5409 | 38.6836 | 38.7464 | 39.9055 | 39.1409 | 39.2518 | 39.4536 | 40.49 | 40.3827 | 40.3891 | 39.9191 | 40.2782 | 40.6755 | 40.4009 | 39.7445 | 40.22 | 40.7727 | 40.1891 | 40.3691 | 40.3491 | 40.0364 | 40.1373 | 39.8355 | 39.9273 | 39.5436 | 40.7536 | 40.5027 | 40.2173 | 39.9355 | 39.8145 | 38.7564 | 40.2273 | 39.5445 | 39.7855 | 38.7264 | 39.5755 | 38.5609
Comparison of total system-wide storm costs from linear extrapolation method to updated Rhizome-scaled storm costs.
| Scenario | 2028 | 2029 | 2030 | 2031 | 2032 | 2033 | 2034 | 2035 | 2036 | 2037 | 2038 | 2039 | 2040 | 2041 | 2042 | 2043 | 2044 | 2045 | 2046 | 2047 | 2048 | 2049 | 2050 | 2051 | 2052 | 2053 | 2054 | 2055 | 2056 | 2057 | 2058 | 2059 | 2060 | 2061 | 2062 | 2063 | 2064 | 2065 | 2066 | 2067 | 2068 | 2069 | 2070 | 2071 | 2072 | 2073 | 2074 | 2075 | 2076 | 2077 | 2078 | 2079 | 2080 | 2081 | 2082 | 2083
| Initial BCA values | 26941123.8928 | 29604369.7797 | 32267615.6666 | 34930861.5535 | 37594107.4404 | 40257353.3273 | 42920599.2142 | 45583845.1011 | 48247090.988 | 50910336.8749 | 52030364.2861 | 53175032.3004 | 54344883.011 | 55540470.4373 | 56762360.7869 | 58011132.7242 | 59287377.6441 | 60591699.9523 | 61924717.3513 | 63287061.133 | 64679376.4779 | 66102322.7604 | 67556573.8612 | 69042818.4861 | 70561760.4928 | 72114119.2236 | 73700629.8466 | 75322043.7032 | 76979128.6646 | 78672669.4953 | 80403468.2242 | 82172344.5251 | 83980136.1046 | 85827699.099 | 87715908.4791 | 89645658.4657 | 91617862.9519 | 93633455.9369 | 95693391.9675 | 97798646.5907 | 99950216.8157 | 102149121.5857 | 104396402.2606 | 106693123.1103 | 109040371.8187 | 111439259.9987 | 113890923.7187 | 116396524.0405 | 118957247.5694 | 121574307.016 | 124248941.7703 | 126982418.4893 | 129776031.696 | 132631104.3933 | 135548988.69 | 138531066.4412
| Rhizome data - ssp126 | 37559182.162 | 40850502.3637 | 40108091.3374 | 39817705.1555 | 41815844.0574 | 42772722.3391 | 42119273.7299 | 43932219.8082 | 47008290.6891 | 46229722.1218 | 46961702.7378 | 49240947.0058 | 50155512.3044 | 52529229.3519 | 54856946.5937 | 56535166.4811 | 53908631.0863 | 58193533.2566 | 58251622.1411 | 58005772.6897 | 61220756.0319 | 63868230.8237 | 63638815.851 | 64530413.168 | 66152996.0678 | 68331535.9777 | 66793402.4743 | 70993037.4334 | 68111866.1033 | 71829848.6195 | 76562986.8017 | 77782229.3154 | 80481233.0076 | 78712538.966 | 84053395.491 | 81473167.5813 | 85498888.7493 | 92336703.183 | 89168143.7624 | 93103169.7699 | 93946840.827 | 97125062.1085 | 101493768.6021 | 102434308.8607 | 104473788.6216 | 108242499.7397 | 110195849.6378 | 112473183.7502 | 116573141.2009 | 110224512.037 | 122134885.5592 | 116978812.5442 | 127807006.7046 | 127472296.4925 | 133011719.3238 | 131013723.7687
| Rhizome data - ssp245 | 39378735.1015 | 38693286.0149 | 40747258.7172 | 43154381.5486 | 43341593.9941 | 41752211.6916 | 46685443.7599 | 44842146.2764 | 48918375.6628 | 50041031.8876 | 49713648.4827 | 52413534.3151 | 52398179.8484 | 53484170.6085 | 54820617.3143 | 56588097.3983 | 54780064.6132 | 57639359.8238 | 60015517.1158 | 63034562.5716 | 62255072.3529 | 65997524.7718 | 68226557.6059 | 69934446.5448 | 67326229.688 | 71457483.4195 | 73535337.2563 | 74810458.8994 | 76390711.0192 | 75392165.0945 | 74216051.2494 | 77039202.0617 | 80420943.6377 | 85303778.226 | 83077412.5868 | 88001743.4007 | 87503600.3907 | 85798307.0768 | 93739117.2517 | 92176139.7699 | 99090697.1194 | 97493464.5396 | 98793211.8692 | 99727858.6341 | 103504795.8294 | 105246024.7203 | 111195630.5734 | 109040399.8518 | 111589496.6689 | 116747246.0459 | 115653471.6311 | 122651738.0319 | 124410069.6972 | 131635648.3614 | 136348733.71 | 131970411.614
| Rhizome data - ssp370 | 37777644.6528 | 40058980.8976 | 39159450.0641 | 43029378.8092 | 44276159.4443 | 45214717.6842 | 43865307.3095 | 44252601.9641 | 45893946.0853 | 49283482.6013 | 48172189.4241 | 48320003.476 | 54011498.8823 | 53183227.6242 | 52069491.869 | 53517809.8465 | 55766100.4633 | 56996622.5285 | 59578223.5299 | 59081315.2244 | 61557228.403 | 64910150.7158 | 65821088.4654 | 67926893.9868 | 69998903.7064 | 68601279.452 | 73676847.7961 | 73577287.509 | 72771252.5183 | 74824696.6277 | 79194321.2164 | 81968155.0723 | 80820779.6658 | 80283234.3223 | 89067547.1815 | 92044639.5092 | 93927389.3357 | 93242465.6754 | 98961832.2012 | 100823497.02 | 96308485.4121 | 104784637.2697 | 101490147.6547 | 108075580.4179 | 106449487.0623 | 109886739.5178 | 115834523.9554 | 115563172.894 | 124385009.2798 | 122557612.3688 | 125556377.6699 | 123768082.6496 | 127184058.2871 | 132950769.0355 | 142936007.8618 | 142570719.8296
| Rhizome data - ssp585 | 39209863.7206 | 40494229.8607 | 43214517.0658 | 43734192.2396 | 42392416.2692 | 43560752.1473 | 45828305.6719 | 46760858.685 | 47694170.3488 | 50145605.0238 | 52013574.8944 | 51957086.1687 | 54242978.9922 | 52496798.839 | 56764660.753 | 56339738.7094 | 60053022.6539 | 58630315.4438 | 58834582.2945 | 63208614.985 | 64398381.3898 | 66760739.223 | 70083971.7433 | 67837318.4888 | 69555233.9195 | 73885835.5017 | 72541604.4144 | 74254453.4933 | 77003217.1268 | 81618319.2153 | 79917170.6111 | 80092296.632 | 84029291.7585 | 89208260.2925 | 89075124.3713 | 94780735.1326 | 96720906.0673 | 98854434.0038 | 95955889.9727 | 104543457.2968 | 100221366.5914 | 110170191.4442 | 104844843.9249 | 114233135.1797 | 112684511.5397 | 114241211.0436 | 119163356.9818 | 117101873.7181 | 123117485.5299 | 122296314.7223 | 125387656.9918 | 128339476.0539 | 131166872.4551 | 136183834.7135 | 141593107.655 | 144244487.3081

## Rhizome outages by feeder
Final Outage Inputs (Total Customers Out) to GMP outage predictions for future reliability benefits
| scenario | ref_id | 2028 | 2029 | 2030 | 2031 | 2032 | 2033 | 2034 | 2035 | 2036 | 2037 | 2038 | 2039 | 2040 | 2041 | 2042 | 2043 | 2044 | 2045 | 2046 | 2047 | 2048 | 2049 | 2050 | 2051 | 2052 | 2053 | 2054 | 2055 | 2056 | 2057 | 2058 | 2059 | 2060 | 2061 | 2062 | 2063 | 2064 | 2065 | 2066 | 2067 | 2068 | 2069 | 2070 | 2071 | 2072 | 2073 | 2074 | 2075 | 2076 | 2077 | 2078 | 2079 | 2080 | 2081 | 2082 | 2083 | 2084 | 2085 | 2086 | 2087 | 2088 | 2089 | 2090 | 2091 | 2092 | 2093 | 2094 | 2095
ssp126_BV-G43 | ssp126 | BV-G43 | 3179.5285 | 3137.8303 | 3126.1129 | 3087.3889 | 3127.7875 | 3114.6287 | 3139.5747 | 3199.4015 | 3206.3139 | 3217.621 | 3241.8052 | 3244.3563 | 3260.9228 | 3285.6373 | 3289.8316 | 3255.4494 | 3286.8854 | 3282.3687 | 3238.7965 | 3232.4289 | 3258.3574 | 3285.9166 | 3354.9119 | 3354.1108 | 3327.2208 | 3344.8626 | 3364.7015 | 3347.1317 | 3320.9099 | 3326.6263 | 3373.1848 | 3358.963 | 3361.2837 | 3294.1925 | 3273.9191 | 3312.6031 | 3298.1065 | 3326.4065 | 3338.9977 | 3344.3404 | 3355.2621 | 3329.6408 | 3343.8204 | 3322.4573 | 3330.0614 | 3328.3329 | 3317.6286 | 3352.1514 | 3336.0494 | 3306.5638 | 3326.2127 | 3335.062 | 3315.4435 | 3314.6894 | 3289.0479 | 3287.4251 | 3302.0164 | 3308.8219 | 3313.1527 | 3316.2393 | 3362.4532 | 3375.3373 | 3383.0708 | 3404.588 | 3378.588 | 3383.0462 | 3393.1768 | 3401.73
ssp126_BV-G44 | ssp126 | BV-G44 | 5184.6032 | 5131.8577 | 5142.0576 | 5075.1305 | 5141.9679 | 5118.2729 | 5101.3328 | 5165.0171 | 5187.0915 | 5208.9141 | 5212.2229 | 5222.2547 | 5234.9408 | 5205.5862 | 5239.6626 | 5185.0813 | 5263.7214 | 5314.7544 | 5261.2554 | 5271.1845 | 5303.5717 | 5356.4557 | 5431.9633 | 5448.4535 | 5440.975 | 5457.1633 | 5499.0019 | 5455.4186 | 5373.6315 | 5405.8746 | 5424.3733 | 5393.8043 | 5415.5524 | 5315.538 | 5283.1609 | 5352.78 | 5335.9316 | 5342.0153 | 5372.7542 | 5393.4026 | 5410.8839 | 5386.5019 | 5437.3826 | 5392.7199 | 5411.7176 | 5423.819 | 5401.825 | 5437.9369 | 5428.779 | 5384.2742 | 5400.305 | 5380.1196 | 5368.985 | 5360.5578 | 5311.5438 | 5313.2139 | 5341.6632 | 5367.938 | 5353.5789 | 5318.3072 | 5366.5657 | 5417.4604 | 5434.5901 | 5474.8163 | 5456.7795 | 5470.0244 | 5488.5389 | 5478.401
ssp126_CH-G11 | ssp126 | CH-G11 | 6695.6907 | 6649.9179 | 6633.0366 | 6557.5828 | 6617.9635 | 6603.0161 | 6591.2744 | 6675.9419 | 6688.1042 | 6682.8661 | 6669.8302 | 6692.7831 | 6724.9493 | 6707.6067 | 6726.6864 | 6636.4909 | 6711.9924 | 6779.1166 | 6716.8244 | 6739.697 | 6797.9641 | 6879.6148 | 6939.6687 | 6959.2664 | 6941.4364 | 6947.6516 | 7042.6701 | 6979.6128 | 6881.4918 | 6914.4729 | 6945.7031 | 6912.3492 | 6894.6645 | 6799.7168 | 6747.7463 | 6835.1998 | 6825.4914 | 6830.7973 | 6891.3025 | 6897.0818 | 6912.2221 | 6885.8539 | 6949.1725 | 6927.2495 | 6935.4408 | 6940.7171 | 6908.4263 | 6964.3946 | 6926.8648 | 6866.6464 | 6882.2294 | 6883.1691 | 6853.046 | 6857.871 | 6828.9902 | 6832.9484 | 6871.2622 | 6892.3119 | 6872.658 | 6873.9266 | 6931.8022 | 6986.0885 | 6983.0264 | 7070.5341 | 7037.1083 | 7071.6315 | 7114.7684 | 7113.6912
ssp126_CS-G34 | ssp126 | CS-G34 | 3790.5809 | 3727.3944 | 3724.9879 | 3707.4552 | 3762.9084 | 3719.8344 | 3717.7346 | 3800.3875 | 3860.7684 | 3871.3445 | 3884.6231 | 3912.5609 | 3936.9481 | 3910.0988 | 3905.4806 | 3845.4586 | 3916.2095 | 3915.2197 | 3866.9922 | 3818.9996 | 3830.5623 | 3862.7403 | 3914.1419 | 3901.0845 | 3889.1923 | 3890.2037 | 3899.9545 | 3866.4432 | 3838.5504 | 3819.2231 | 3865.8594 | 3862.4975 | 3883.4995 | 3805.7133 | 3811.3067 | 3850.8596 | 3870.5662 | 3901.3165 | 3916.7133 | 3935.5985 | 3989.7004 | 3959.0896 | 3947.464 | 3935.5401 | 3949.3971 | 3943.3278 | 3971.5742 | 3987.6658 | 3983.7281 | 3972.3101 | 3977.5234 | 3940.7264 | 3920.9677 | 3938.2342 | 3902.1491 | 3935.1405 | 3943.3999 | 3933.1465 | 3954.4233 | 3945.0773 | 3955.2868 | 4002.3407 | 4040.0663 | 4086.9892 | 4095.2291 | 4101.1116 | 4081.8891 | 4073.94
ssp126_CV-G65 | ssp126 | CV-G65 | 1591.3473 | 1579.9807 | 1570.2982 | 1545.0385 | 1566.5595 | 1563.9673 | 1558.686 | 1587.5575 | 1592.8129 | 1599.4897 | 1610.2975 | 1614.1585 | 1616.6989 | 1621.0781 | 1633.1488 | 1617.8226 | 1636.7114 | 1645.3866 | 1620.5463 | 1623.952 | 1639.4658 | 1649.4865 | 1677.2092 | 1679.2959 | 1672.6575 | 1676.8129 | 1687.428 | 1680.14 | 1665.221 | 1668.7743 | 1681.8382 | 1679.9603 | 1685.3369 | 1656.3573 | 1647.9677 | 1665.2092 | 1658.951 | 1663.9478 | 1669.78 | 1675.2727 | 1684.8547 | 1678.1281 | 1670.6289 | 1652.418 | 1658.1035 | 1658.824 | 1652.7554 | 1666.9867 | 1669.3147 | 1657.932 | 1664.1493 | 1670.9991 | 1663.6213 | 1679.7503 | 1677.0245 | 1672.9629 | 1682.2016 | 1689.3073 | 1687.4982 | 1680.0453 | 1695.4355 | 1704.549 | 1699.2546 | 1709.0646 | 1688.673 | 1695.0434 | 1701.2394 | 1705.76
ssp126_DM-G6 | ssp126 | DM-G6 | 12853.597 | 12769.6758 | 12734.7779 | 12627.7742 | 12677.6369 | 12619.1257 | 12602.0132 | 12721.1203 | 12821.9916 | 12799.3319 | 12855.1212 | 12851.9554 | 12934.9026 | 12775.1349 | 12816.1977 | 12666.1375 | 12824.8572 | 12895.0801 | 12794.6073 | 12746.8244 | 12865.9632 | 12925.7493 | 13017.6888 | 13001.5836 | 13070.1423 | 13024.0938 | 13210.9166 | 13042.1696 | 12924.1136 | 13042.6647 | 13115.2131 | 13119.9312 | 13157.2431 | 13077.5262 | 13022.6377 | 13085.6531 | 13120.2803 | 13087.7617 | 13190.9649 | 13183.9652 | 13129.3932 | 13096.8629 | 13134.8981 | 13136.65 | 13070.638 | 13065.2483 | 13102.3281 | 13170.5148 | 13153.5911 | 13053.7425 | 13078.2172 | 13067.287 | 13079.846 | 13059.361 | 12948.2608 | 13020.8397 | 13162.1191 | 13190.2873 | 13155.5286 | 13103.4099 | 13191.3663 | 13295.3402 | 13375.7296 | 13511.2807 | 13514.1183 | 13565.3517 | 13674.1437 | 13593.8286
ssp126_EL-G40 | ssp126 | EL-G40 | 7453.0868 | 7397.5626 | 7399.0593 | 7363.0367 | 7455.7821 | 7359.9536 | 7371.9599 | 7455.7157 | 7550.8428 | 7565.2013 | 7599.906 | 7636.2257 | 7644.2755 | 7601.1274 | 7584.5532 | 7497.4393 | 7635.5895 | 7627.0401 | 7580.8404 | 7520.2631 | 7559.1366 | 7613.6441 | 7671.6603 | 7669.4098 | 7694.1045 | 7704.4412 | 7720.3474 | 7648.418 | 7599.571 | 7572.7247 | 7626.9098 | 7592.1301 | 7654.7795 | 7532.373 | 7537.6718 | 7583.9329 | 7625.8782 | 7681.4845 | 7723.7304 | 7729.9958 | 7781.5936 | 7759.6197 | 7797.9449 | 7746.8188 | 7775.7379 | 7759.9091 | 7766.461 | 7794.5941 | 7776.7292 | 7770.3505 | 7797.6481 | 7766.9403 | 7742.2923 | 7722.5792 | 7663.3459 | 7733.2602 | 7778.2584 | 7772.9947 | 7789.4233 | 7779.7938 | 7780.6749 | 7843.3225 | 7900.0587 | 7974.6447 | 7970.7071 | 7962.0882 | 7944.9234 | 7901.9216
ssp126_SB-G91 | ssp126 | SB-G91 | 7182.3028 | 7048.3799 | 7053.1591 | 6971.7656 | 7066.6672 | 7032.5568 | 7045.9098 | 7127.7973 | 7199.0645 | 7255.2208 | 7277.691 | 7306.203 | 7321.6163 | 7275.8762 | 7341.9381 | 7240.1531 | 7314.8908 | 7368.8825 | 7305.2713 | 7284.2084 | 7338.3899 | 7432.6205 | 7513.0673 | 7515.7059 | 7495.1763 | 7494.6675 | 7534.5655 | 7478.418 | 7360.9358 | 7371.593 | 7421.1732 | 7327.2521 | 7314.9185 | 7181.809 | 7141.6351 | 7216.3422 | 7210.01 | 7255.4834 | 7317.869 | 7361.6595 | 7376.7688 | 7336.9932 | 7368.6837 | 7360.0955 | 7407.5746 | 7418.7243 | 7452.2116 | 7490.5606 | 7484.0374 | 7409.0007 | 7460.2425 | 7462.0849 | 7413.0158 | 7435.3918 | 7373.7443 | 7361.1706 | 7436.9376 | 7498.9801 | 7478.1607 | 7419.4827 | 7522.0971 | 7536.4565 | 7565.082 | 7652.2017 | 7631.7514 | 7666.2933 | 7688.2932 | 7698.9335
ssp126_SH-G35 | ssp126 | SH-G35 | 7287.4563 | 7268.3974 | 7261.9599 | 7206.3636 | 7310.2034 | 7237.0592 | 7257.7732 | 7346.4626 | 7436.9287 | 7452.6413 | 7472.4207 | 7507.9865 | 7514.8612 | 7496.7117 | 7503.3728 | 7408.8929 | 7527.5161 | 7530.5098 | 7485.9187 | 7430.005 | 7460.1816 | 7527.8564 | 7604.2654 | 7601.7493 | 7587.2416 | 7611.8216 | 7654.6131 | 7562.7331 | 7490.7555 | 7498.6941 | 7564.3998 | 7537.1183 | 7578.9231 | 7458.6075 | 7434.9237 | 7487.2349 | 7492.4342 | 7529.5014 | 7593.3543 | 7608.257 | 7626.6625 | 7593.0543 | 7628.4521 | 7583.0641 | 7584.1295 | 7594.656 | 7606.9743 | 7629.3951 | 7600.1252 | 7566.5968 | 7593.3611 | 7576.2169 | 7546.7239 | 7531.5315 | 7482.6015 | 7542.6905 | 7572.5493 | 7584.9395 | 7606.3285 | 7591.9992 | 7614.8639 | 7680.2407 | 7726.4042 | 7781.858 | 7798.1712 | 7807.2281 | 7797.6635 | 7780.9362
ssp126_TH-G16 | ssp126 | TH-G16 | 5129.2871 | 5113.9991 | 5121.4136 | 5078.2857 | 5146.4497 | 5071.3062 | 5085.0779 | 5140.848 | 5202.9672 | 5207.9722 | 5231.2855 | 5256.4069 | 5260.6647 | 5227.9804 | 5216.6475 | 5147.3911 | 5245.3051 | 5233.8634 | 5195.395 | 5152.7057 | 5171.3046 | 5205.8338 | 5248.4651 | 5256.5702 | 5248.2437 | 5265.6793 | 5291.6719 | 5237.1409 | 5201.5089 | 5207.2612 | 5280.0269 | 5271.258 | 5313.8458 | 5245.1954 | 5222.0836 | 5270.9238 | 5264.8908 | 5308.064 | 5343.9841 | 5352.8387 | 5379.6287 | 5339.4446 | 5357.6086 | 5328.2884 | 5322.3729 | 5340.9335 | 5344.3671 | 5375.3803 | 5353.1529 | 5334.0616 | 5346.5242 | 5328.0253 | 5298.6002 | 5287.3887 | 5240.383 | 5287.1209 | 5302.0883 | 5307.392 | 5330.3424 | 5320.7191 | 5336.1592 | 5387.2297 | 5418.4898 | 5460.0968 | 5464.9508 | 5473.9576 | 5474.4595 | 5460.4883
ssp245_BV-G43 | ssp245 | BV-G43 | 3179.5285 | 3204.3873 | 3206.053 | 3189.7324 | 3261.5518 | 3235.1474 | 3230.7934 | 3241.5052 | 3219.7145 | 3222.8021 | 3242.7881 | 3212.1827 | 3198.3694 | 3227.1117 | 3254.1002 | 3214.8671 | 3251.707 | 3274.5885 | 3284.8927 | 3338.0333 | 3321.4647 | 3310.8864 | 3341.5242 | 3357.2711 | 3346.5959 | 3364.5852 | 3375.195 | 3350.7167 | 3324.1713 | 3282.2995 | 3244.7017 | 3271.7014 | 3247.594 | 3214.7702 | 3244.0999 | 3269.483 | 3224.5049 | 3197.4511 | 3197.585 | 3214.6051 | 3248.648 | 3291.0908 | 3286.4814 | 3312.4576 | 3329.2096 | 3316.1236 | 3277.8124 | 3288.8485 | 3287.7885 | 3307.0777 | 3325.6227 | 3298.3807 | 3266.5721 | 3269.9773 | 3256.2643 | 3286.009 | 3298.2265 | 3328.6118 | 3343.9021 | 3350.5199 | 3324.1896 | 3285.1 | 3318.9273 | 3356.5613 | 3366.4119 | 3427.8408 | 3402.3586 | 3386.6894
ssp245_BV-G44 | ssp245 | BV-G44 | 5184.6032 | 5185.1822 | 5191.8817 | 5163.852 | 5242.3627 | 5201.6496 | 5225.3496 | 5225.9663 | 5204.5391 | 5238.466 | 5271.342 | 5235.3234 | 5238.5103 | 5286.0577 | 5317.6882 | 5258.6298 | 5317.2963 | 5323.3301 | 5337.3177 | 5442.7295 | 5408.0177 | 5392.3364 | 5430.7423 | 5437.8199 | 5449.0471 | 5460.9261 | 5519.7325 | 5467.7209 | 5422.9943 | 5359.45 | 5277.6167 | 5318.6858 | 5301.0641 | 5280.6569 | 5295.821 | 5300.3086 | 5254.6855 | 5194.2937 | 5184.3866 | 5231.9483 | 5256.7322 | 5295.1899 | 5309.1582 | 5338.82 | 5338.6187 | 5323.9823 | 5264.6367 | 5280.3049 | 5287.7292 | 5325.6848 | 5320.3451 | 5319.4954 | 5286.8045 | 5273.5269 | 5250.1608 | 5277.2913 | 5326.4193 | 5357.2396 | 5367.111 | 5370.9542 | 5341.9503 | 5301.9414 | 5354.8507 | 5389.1978 | 5401.4611 | 5505.096 | 5484.7411 | 5480.7709
ssp245_CH-G11 | ssp245 | CH-G11 | 6695.6907 | 6704.8481 | 6710.423 | 6656.0531 | 6719.4815 | 6675.7138 | 6712.0149 | 6742.3689 | 6734.5854 | 6768.4757 | 6805.3945 | 6791.8884 | 6807.4356 | 6830.0438 | 6853.3291 | 6803.7745 | 6854.5626 | 6868.9952 | 6869.003 | 6961.9285 | 6927.7743 | 6892.2287 | 6917.3894 | 6931.0968 | 6962.0736 | 7002.6714 | 7056.0058 | 7032.1078 | 6981.4942 | 6915.6512 | 6846.1025 | 6893.2785 | 6869.3209 | 6817.6757 | 6834.5442 | 6812.3532 | 6749.5187 | 6688.498 | 6667.4035 | 6725.4809 | 6752.9554 | 6804.3855 | 6807.2648 | 6880.3193 | 6912.9978 | 6897.7565 | 6857.6848 | 6881.3768 | 6858.1723 | 6883.0258 | 6850.7447 | 6839.6263 | 6783.2948 | 6777.8534 | 6742.8719 | 6750.3472 | 6789.1115 | 6841.4245 | 6847.4594 | 6869.5957 | 6831.6288 | 6828.8684 | 6869.6572 | 6924.1317 | 6929.1324 | 7021.4258 | 7005.7336 | 6997.6491
ssp245_CS-G34 | ssp245 | CS-G34 | 3790.5809 | 3804.6912 | 3784.8331 | 3765.5168 | 3858.7986 | 3820.7246 | 3830.9823 | 3851.241 | 3836.4253 | 3861.9619 | 3895.688 | 3887.5947 | 3874.7858 | 3895.0448 | 3900.2282 | 3836.9073 | 3892.9807 | 3906.5585 | 3916.4557 | 3964.1456 | 3930.0611 | 3952.1618 | 3963.1477 | 4005.9061 | 4037.2504 | 4052.0095 | 4089.6037 | 4044.8635 | 4005.4674 | 3970.1167 | 3924.68 | 3969.938 | 3929.3081 | 3918.0247 | 3945.1248 | 3972.5261 | 3952.6398 | 3888.153 | 3886.2921 | 3919.4504 | 3972.7348 | 4022.5474 | 4025.2795 | 4029.4214 | 4025.4316 | 3983.7456 | 3906.0893 | 3923.2171 | 3944.7322 | 3997.8076 | 3988.4317 | 3951.438 | 3922.0484 | 3923.2807 | 3902.9795 | 3944.2808 | 3982.3584 | 4045.0966 | 4037.9861 | 4054.8657 | 4002.236 | 3967.8145 | 4003.4478 | 4041.3925 | 4040.7884 | 4128.7816 | 4114.6738 | 4103.2924
ssp245_CV-G65 | ssp245 | CV-G65 | 1591.3473 | 1597.7003 | 1606.8265 | 1604.4878 | 1631.7169 | 1618.684 | 1630.7417 | 1634.449 | 1629.1184 | 1626.1972 | 1635.8817 | 1619.4451 | 1616.1642 | 1625.0336 | 1632.1151 | 1616.4007 | 1640.3554 | 1643.4496 | 1646.5833 | 1671.0769 | 1668.3194 | 1662.3398 | 1671.6403 | 1680.8921 | 1681.1383 | 1691.81 | 1697.5615 | 1681.6636 | 1665.5446 | 1648.927 | 1631.6269 | 1645.2637 | 1640.8898 | 1628.6836 | 1628.0066 | 1628.4862 | 1605.2269 | 1591.1445 | 1589.3106 | 1605.8977 | 1616.5918 | 1633.1058 | 1630.4348 | 1640.0386 | 1650.6583 | 1654.3434 | 1639.0872 | 1648.1679 | 1648.1186 | 1657.0815 | 1662.0633 | 1654.378 | 1642.4986 | 1645.1799 | 1632.6194 | 1633.9489 | 1641.8875 | 1663.5763 | 1667.1453 | 1672.9311 | 1658.1824 | 1640.0353 | 1660.5692 | 1677.9412 | 1680.2809 | 1712.2971 | 1707.2993 | 1699.6798
ssp245_DM-G6 | ssp245 | DM-G6 | 12853.597 | 12893.4086 | 12887.9382 | 12866.6534 | 12977.5519 | 12979.7156 | 13035.4474 | 13120.3962 | 13097.1732 | 13173.0233 | 13288.3759 | 13277.0384 | 13277.2879 | 13356.4599 | 13345.6445 | 13315.9668 | 13394.2533 | 13446.82 | 13424.2793 | 13649.0573 | 13590.5535 | 13486.0379 | 13455.8146 | 13501.1889 | 13528.2055 | 13672.663 | 13710.6851 | 13668.8845 | 13507.7679 | 13380.1586 | 13196.4889 | 13258.064 | 13289.8159 | 13206.8018 | 13260.7216 | 13262.6527 | 13138.103 | 13063.9568 | 13061.1056 | 13215.4414 | 13234.5212 | 13344.3667 | 13366.3665 | 13417.0861 | 13443.5277 | 13369.3035 | 13238.1886 | 13274.5925 | 13203.781 | 13198.7525 | 13147.8098 | 13176.2835 | 13072.9976 | 13012.2435 | 13025.8842 | 13103.3963 | 13145.5781 | 13244.0055 | 13191.2925 | 13325.2962 | 13234.6568 | 13240.0229 | 13286.7787 | 13446.4346 | 13524.0846 | 13724.5319 | 13716.4794 | 13749.5165
ssp245_EL-G40 | ssp245 | EL-G40 | 7453.0868 | 7451.1383 | 7457.8952 | 7458.4631 | 7560.3335 | 7519.3871 | 7539.5698 | 7552.2071 | 7518.3609 | 7569.3068 | 7628.3053 | 7571.5667 | 7577.1261 | 7594.5139 | 7573.1704 | 7493.6058 | 7555.1196 | 7569.1895 | 7580.454 | 7681.8955 | 7625.9057 | 7637.0029 | 7668.6987 | 7739.7851 | 7776.6724 | 7834.4654 | 7920.9884 | 7860.3688 | 7790.0996 | 7757.0963 | 7653.2601 | 7704.8297 | 7646.258 | 7632.3344 | 7665.6957 | 7690.9102 | 7647.3556 | 7542.7217 | 7520.0422 | 7563.366 | 7643.3616 | 7745.0247 | 7739.1772 | 7754.8276 | 7770.3939 | 7699.1726 | 7642.9747 | 7660.6001 | 7683.6017 | 7748.119 | 7747.1814 | 7662.5317 | 7588.7429 | 7611.7331 | 7585.396 | 7650.7554 | 7728.5676 | 7783.4896 | 7785.1165 | 7814.8926 | 7756.0876 | 7713.8858 | 7804.8595 | 7864.7163 | 7875.9857 | 8025.0882 | 7973.8222 | 7933.6174
ssp245_SB-G91 | ssp245 | SB-G91 | 7182.3028 | 7193.4736 | 7183.891 | 7168.002 | 7303.1014 | 7190.4263 | 7245.8154 | 7261.0975 | 7218.5705 | 7226.2748 | 7253.9612 | 7204.0691 | 7205.1801 | 7259.6845 | 7266.9115 | 7153.9116 | 7300.3941 | 7261.6522 | 7166.0664 | 7272.0894 | 7240.267 | 7234.9949 | 7292.2157 | 7303.1155 | 7333.0129 | 7392.8793 | 7511.089 | 7419.4039 | 7369.7363 | 7382.7231 | 7299.5448 | 7401.1858 | 7364.3142 | 7299.9155 | 7341.5442 | 7364.1377 | 7266.7245 | 7144.8683 | 7125.1768 | 7199.3534 | 7150.6671 | 7214.1565 | 7235.7165 | 7283.7884 | 7346.4356 | 7299.2376 | 7200.9059 | 7255.9996 | 7292.5319 | 7336.9812 | 7286.0761 | 7356.7985 | 7306.9187 | 7241.3075 | 7171.5408 | 7187.0939 | 7243.5577 | 7325.9967 | 7308.6564 | 7314.3881 | 7285.4595 | 7229.6799 | 7280.2339 | 7350.5228 | 7373.8446 | 7525.5504 | 7489.3881 | 7543.8484
ssp245_SH-G35 | ssp245 | SH-G35 | 7287.4563 | 7287.3305 | 7278.9527 | 7256.789 | 7394.4706 | 7334.2536 | 7362.4268 | 7394.0698 | 7397.0511 | 7463.0017 | 7518.52 | 7463.6195 | 7465.4409 | 7478.7032 | 7458.2853 | 7362.2594 | 7459.1287 | 7469.6393 | 7454.9892 | 7578.3824 | 7521.743 | 7516.7043 | 7536.7467 | 7586.9361 | 7640.8567 | 7700.6147 | 7758.9061 | 7702.9002 | 7638.8016 | 7592.4518 | 7468.8544 | 7526.2529 | 7467.9676 | 7458.2051 | 7497.3552 | 7491.4387 | 7425.0315 | 7353.5114 | 7327.168 | 7373.1912 | 7441.5824 | 7528.2433 | 7527.4088 | 7551.1706 | 7551.0238 | 7497.9785 | 7458.8873 | 7509.8816 | 7515.8546 | 7569.7757 | 7533.7733 | 7483.9895 | 7431.6597 | 7429.2363 | 7398.0468 | 7479.0855 | 7524.6028 | 7588.572 | 7577.3904 | 7589.3626 | 7544.4332 | 7537.1351 | 7622.541 | 7659.3506 | 7670.1307 | 7820.1099 | 7774.2279 | 7753.6695
ssp245_TH-G16 | ssp245 | TH-G16 | 5129.2871 | 5135.6843 | 5130.443 | 5111.5841 | 5195.5946 | 5182.4689 | 5213.152 | 5218.1451 | 5215.9712 | 5261.6885 | 5305.3388 | 5246.3511 | 5261.2616 | 5283.8189 | 5286.8824 | 5228.1109 | 5262.4017 | 5268.964 | 5260.497 | 5344.7416 | 5297.9624 | 5311.4251 | 5344.0695 | 5370.3018 | 5400.7837 | 5429.7396 | 5479.0485 | 5442.3773 | 5394.3301 | 5372.8365 | 5299.6695 | 5344.1704 | 5284.7365 | 5268.8715 | 5289.2289 | 5290.3378 | 5260.2552 | 5224.1107 | 5211.4071 | 5240.8622 | 5294.7483 | 5356.9151 | 5346.4441 | 5370.9889 | 5370.775 | 5330.505 | 5291.3251 | 5306.7683 | 5303.4793 | 5341.4293 | 5311.76 | 5276.3525 | 5214.554 | 5219.7539 | 5207.2048 | 5264.7159 | 5308.6973 | 5379.8457 | 5374.5162 | 5378.1642 | 5341.7901 | 5338.5885 | 5378.2337 | 5424.4149 | 5436.2777 | 5527.6511 | 5499.2022 | 5491.2936
ssp370_BV-G43 | ssp370 | BV-G43 | 3179.5285 | 3212.7082 | 3228.5446 | 3201.7631 | 3215.3412 | 3206.1043 | 3223.6279 | 3222.0917 | 3273.1512 | 3322.6005 | 3333.2345 | 3361.8736 | 3343.2305 | 3357.441 | 3381.2442 | 3394.6228 | 3390.9217 | 3407.7191 | 3422.542 | 3405.3249 | 3360.0463 | 3353.0459 | 3362.1075 | 3381.08 | 3405.6938 | 3441.2598 | 3477.0832 | 3523.1167 | 3514.5133 | 3515.2674 | 3534.7371 | 3557.5774 | 3563.252 | 3563.4516 | 3566.5841 | 3532.2728 | 3546.5099 | 3500.4679 | 3472.7488 | 3501.5418 | 3497.5949 | 3477.9425 | 3468.4432 | 3508.6698 | 3503.7274 | 3526.8848 | 3570.8195 | 3550.8147 | 3599.5028 | 3606.0231 | 3609.5598 | 3668.3927 | 3746.6484 | 3772.2777 | 3761.7122 | 3785.0717 | 3819.2743 | 3805.0416 | 3797.4316 | 3792.7923 | 3787.3294 | 3803.553 | 3794.0076 | 3748.6059 | 3743.2084 | 3760.0402 | 3757.4867 | 3709.229
ssp370_BV-G44 | ssp370 | BV-G44 | 5184.6032 | 5253.785 | 5273.1008 | 5204.1235 | 5215.038 | 5232.5374 | 5243.7991 | 5241.6681 | 5317.56 | 5356.5235 | 5357.5566 | 5408.5998 | 5349.1263 | 5360.3851 | 5412.3241 | 5458.3187 | 5418.9776 | 5418.6298 | 5421.2244 | 5409.2835 | 5365.5685 | 5368.4672 | 5406.3013 | 5435.5668 | 5459.4442 | 5505.8696 | 5527.7515 | 5594.7546 | 5614.1054 | 5626.7456 | 5628.4512 | 5678.8736 | 5664.5491 | 5645.0551 | 5637.6628 | 5630.1865 | 5630.9882 | 5548.9135 | 5561.3766 | 5578.3924 | 5564.9983 | 5591.8885 | 5607.2119 | 5674.3948 | 5669.8662 | 5745.2598 | 5787.2902 | 5774.8044 | 5846.0414 | 5826.8016 | 5846.3789 | 5917.1142 | 5991.7874 | 6017.4977 | 5998.228 | 6027.174 | 6071.2482 | 6042.5217 | 6035.7688 | 6068.7627 | 6066.7948 | 6099.5237 | 6151.233 | 6108.2616 | 6061.6137 | 6098.1144 | 6079.2292 | 5995.5717
ssp370_CH-G11 | ssp370 | CH-G11 | 6695.6907 | 6786.9038 | 6818.4167 | 6762.9951 | 6793.1455 | 6826.1137 | 6851.8638 | 6861.456 | 6959.7327 | 7006.5855 | 7006.7391 | 7074.044 | 6977.7996 | 6991.8846 | 7050.5813 | 7065.7222 | 7013.4226 | 7006.3725 | 7010.0152 | 6972.4085 | 6912.4963 | 6890.3918 | 6926.0104 | 6976.7284 | 6994.616 | 7043.639 | 7090.8159 | 7145.4264 | 7165.018 | 7150.6138 | 7161.462 | 7189.6665 | 7184.9717 | 7180.0032 | 7194.3076 | 7181.8454 | 7192.0241 | 7113.0393 | 7121.5363 | 7151.793 | 7158.1406 | 7182.9772 | 7221.655 | 7304.2805 | 7282.3978 | 7316.3718 | 7357.1942 | 7347.6277 | 7424.6137 | 7444.6784 | 7469.4869 | 7544.3992 | 7652.0084 | 7678.7136 | 7673.4684 | 7725.4271 | 7832.0069 | 7832.0854 | 7824.2235 | 7861.1259 | 7834.469 | 7890.303 | 7972.7783 | 7896.5182 | 7865.4208 | 7921.6597 | 7890.715 | 7772.4412
ssp370_CS-G34 | ssp370 | CS-G34 | 3790.5809 | 3822.4848 | 3823.3656 | 3793.2638 | 3808.4406 | 3818.5542 | 3810.5251 | 3802.8467 | 3826.4012 | 3861.8387 | 3868.8571 | 3898.5509 | 3909.339 | 3957.3841 | 4018.5116 | 4028.3129 | 3994.73 | 3998.0978 | 3990.1586 | 3999.7886 | 3960.352 | 3981.9698 | 4021.7821 | 4033.4095 | 4032.3983 | 4043.2918 | 4076.763 | 4130.3232 | 4155.7293 | 4191.9573 | 4184.2078 | 4190.5422 | 4193.5263 | 4176.3089 | 4162.3985 | 4134.7115 | 4135.7841 | 4088.5595 | 4088.9854 | 4122.5365 | 4113.0709 | 4145.4111 | 4159.9013 | 4223.157 | 4228.3682 | 4270.6975 | 4325.7438 | 4332.4291 | 4373.1148 | 4354.55 | 4367.1885 | 4388.1689 | 4455.092 | 4513.7359 | 4479.5488 | 4482.478 | 4493.9676 | 4490.1398 | 4481.8501 | 4521.8939 | 4519.1339 | 4522.4469 | 4552.7912 | 4519.6019 | 4494.5416 | 4495.2661 | 4496.939 | 4480.5014
ssp370_CV-G65 | ssp370 | CV-G65 | 1591.3473 | 1609.2512 | 1617.704 | 1607.5955 | 1616.0299 | 1616.6601 | 1621.7565 | 1623.1965 | 1651.9917 | 1674.1257 | 1673.8128 | 1693.8149 | 1687.3593 | 1697.9647 | 1712.1651 | 1716.6219 | 1717.521 | 1720.7569 | 1719.2592 | 1706.9624 | 1689.1707 | 1684.3907 | 1689.8799 | 1697.2982 | 1702.5017 | 1717.7413 | 1735.0999 | 1747.6578 | 1751.3571 | 1750.7527 | 1761.8093 | 1773.1185 | 1772.1192 | 1776.4055 | 1775.8566 | 1757.5389 | 1754.2576 | 1728.1741 | 1726.5681 | 1735.4852 | 1737.3209 | 1734.4505 | 1734.0649 | 1748.8862 | 1740.9038 | 1749.4965 | 1775.9424 | 1774.3411 | 1796.8997 | 1799.619 | 1806.9185 | 1828.3843 | 1858.4391 | 1875.4197 | 1882.7068 | 1894.1644 | 1922.9158 | 1917.8303 | 1912.9603 | 1921.6018 | 1915.263 | 1927.6556 | 1941.1405 | 1920.7684 | 1907.7093 | 1910.0789 | 1904.6726 | 1873.8957
ssp370_DM-G6 | ssp370 | DM-G6 | 12853.597 | 13013.1862 | 13063.8015 | 13034.7389 | 13030.3683 | 13146.3405 | 13199.8707 | 13204.3079 | 13391.7576 | 13470.3904 | 13479.0424 | 13542.523 | 13357.4896 | 13362.9526 | 13455.8222 | 13496.0707 | 13395.8235 | 13402.0075 | 13401.492 | 13333.578 | 13240.6784 | 13164.2533 | 13279.0122 | 13389.8231 | 13461.5788 | 13513.4844 | 13620.2707 | 13759.4516 | 13792.6461 | 13762.906 | 13736.535 | 13820.4589 | 13816.5709 | 13788.8095 | 13757.1737 | 13711.2922 | 13810.6517 | 13607.6512 | 13579.9603 | 13696.3884 | 13704.8408 | 13870.7051 | 13909.6566 | 14123.9466 | 14092.7083 | 14219.9148 | 14318.3017 | 14243.5476 | 14438.1964 | 14470.8571 | 14478.5746 | 14601.524 | 14769.3369 | 14824.3389 | 14751.3215 | 14881.2925 | 15054.7964 | 15066.69 | 15034.6797 | 15069.207 | 14989.7033 | 15087.8437 | 15248.2181 | 15127.8774 | 15076.7092 | 15231.2882 | 15134.8623 | 14954.6429
ssp370_EL-G40 | ssp370 | EL-G40 | 7453.0868 | 7526.7056 | 7551.7646 | 7491.6335 | 7504.4043 | 7523.9921 | 7493.475 | 7463.77 | 7550.2637 | 7591.0629 | 7595.9762 | 7669.4642 | 7640.7986 | 7658.1845 | 7775.4786 | 7794.8999 | 7730.7309 | 7738.1212 | 7767.4227 | 7732.3372 | 7694.1976 | 7721.2681 | 7743.8757 | 7774.1185 | 7808.8944 | 7845.0271 | 7902.7321 | 7995.4929 | 8037.8778 | 8066.1643 | 8070.0958 | 8046.3389 | 8071.4032 | 8082.0876 | 8070.4429 | 8035.4305 | 8004.5286 | 7912.0822 | 7926.847 | 7985.9765 | 7947.7091 | 7984.567 | 8035.3206 | 8123.1607 | 8121.0344 | 8201.2389 | 8271.6242 | 8295.5149 | 8377.9306 | 8337.7137 | 8341.7122 | 8399.8173 | 8528.1026 | 8595.6303 | 8507.7263 | 8513.5301 | 8518.5029 | 8506.0814 | 8491.886 | 8557.2325 | 8549.2904 | 8565.4196 | 8623.8539 | 8534.1194 | 8482.4726 | 8530.8634 | 8504.2817 | 8475.3411
ssp370_SB-G91 | ssp370 | SB-G91 | 7182.3028 | 7282.3125 | 7283.7316 | 7178.5832 | 7191.0472 | 7215.7124 | 7234.4444 | 7226.5912 | 7314.2839 | 7416.2552 | 7440.6927 | 7511.4881 | 7458.6418 | 7565.5746 | 7676.3836 | 7696.0755 | 7657.509 | 7643.8208 | 7630.9773 | 7625.8177 | 7536.1686 | 7527.1885 | 7494.8021 | 7497.1112 | 7506.8993 | 7517.4537 | 7591.5732 | 7676.7269 | 7682.4913 | 7714.312 | 7729.4834 | 7780.8902 | 7759.7353 | 7754.1245 | 7762.838 | 7703.3491 | 7704.427 | 7578.3066 | 7556.3676 | 7608.3897 | 7591.9389 | 7640.0857 | 7684.5568 | 7791.2788 | 7845.1526 | 7957.6303 | 8042.1222 | 8020.9676 | 8086.1217 | 8097.6139 | 8123.9613 | 8180.7767 | 8253.0653 | 8277.8924 | 8228.0279 | 8210.4258 | 8255.654 | 8227.2158 | 8224.5129 | 8351.1746 | 8340.2488 | 8407.2553 | 8493.5724 | 8432.9685 | 8382.941 | 8466.7048 | 8484.4154 | 8397.5457
ssp370_SH-G35 | ssp370 | SH-G35 | 7287.4563 | 7380.685 | 7392.3816 | 7310.3919 | 7328.2448 | 7358.2607 | 7346.7064 | 7354.1013 | 7421.0104 | 7455.4313 | 7460.6067 | 7520.4883 | 7475.2658 | 7487.5218 | 7601.9097 | 7635.0111 | 7552.0979 | 7547.1425 | 7552.9309 | 7549.169 | 7493.1794 | 7503.5431 | 7522.447 | 7528.3501 | 7583.8095 | 7608.3215 | 7638.8423 | 7746.0888 | 7802.5768 | 7819.3016 | 7809.0831 | 7823.5541 | 7833.4776 | 7843.7463 | 7832.9987 | 7809.5517 | 7822.2522 | 7753.1556 | 7753.6599 | 7787.8523 | 7801.007 | 7844.4715 | 7845.7021 | 7948.1396 | 7942.5616 | 8040.0865 | 8108.6281 | 8111.3462 | 8197.5713 | 8164.2715 | 8191.6407 | 8227.6475 | 8338.5479 | 8395.6833 | 8329.0065 | 8367.7602 | 8419.1607 | 8379.9184 | 8365.3833 | 8407.939 | 8394.6914 | 8400.4188 | 8459.0323 | 8389.9926 | 8357.2118 | 8393.9393 | 8356.9159 | 8268.8989
ssp370_TH-G16 | ssp370 | TH-G16 | 5129.2871 | 5194.7123 | 5216.8076 | 5148.5557 | 5162.1847 | 5177.659 | 5172.2084 | 5173.3378 | 5236.9592 | 5283.8391 | 5274.2324 | 5324.9352 | 5301.3712 | 5284.9783 | 5367.1594 | 5373.7721 | 5311.4116 | 5314.9375 | 5343.3361 | 5327.4755 | 5281.2383 | 5306.102 | 5299.3334 | 5302.6993 | 5353.7669 | 5387.2758 | 5433.9412 | 5516.8199 | 5546.2652 | 5555.9592 | 5549.2113 | 5554.3396 | 5568.4866 | 5588.8291 | 5580.655 | 5560.4575 | 5555.9448 | 5498.6693 | 5499.3179 | 5531.549 | 5520.5536 | 5539.6325 | 5559.567 | 5623.7021 | 5626.7977 | 5695.0458 | 5742.8411 | 5745.6583 | 5805.8147 | 5775.66 | 5783.4731 | 5821.7615 | 5909.6393 | 5949.7515 | 5903.518 | 5923.5894 | 5955.9991 | 5960.5913 | 5957.2407 | 6001.7114 | 6006.2693 | 6003.5475 | 6046.6245 | 5981.192 | 5944.8192 | 5975.1975 | 5962.4572 | 5912.4278
ssp585_BV-G43 | ssp585 | BV-G43 | 3179.5285 | 3184.2898 | 3152.9488 | 3038.0731 | 2955.9526 | 2945.9287 | 2957.1003 | 2954.3839 | 2902.4711 | 2948.4835 | 2916.8264 | 2884.6235 | 2915.4462 | 3002.1006 | 3021.1384 | 3008.6579 | 3051.8311 | 3052.8279 | 3125.528 | 3215.8735 | 3201.8419 | 3235.5173 | 3240.5737 | 3283.344 | 3229.2887 | 3206.8746 | 3297.5988 | 3247.938 | 3233.5865 | 3133.8566 | 3175.9398 | 3270.9606 | 3250.3325 | 3255.7595 | 3251.3548 | 3277.586 | 3316.6481 | 3301.6981 | 3395.4741 | 3577.7706 | 3636.2544 | 3582.521 | 3455.6509 | 3561.5114 | 3591.7164 | 3593.7315 | 3668.2895 | 3663.1273 | 3660.0119 | 3598.4701 | 3423.1099 | 3432.417 | 3443.1377 | 3449.7249 | 3365.5699 | 3318.7105 | 3349.6919 | 3316.9088 | 3405.7348 | 3398.3206 | 3410.5081 | 3411.8719 | 3493.9425 | 3533.1977 | 3676.3639 | 3662.6741 | 3730.6808 | 3769.0301
ssp585_BV-G44 | ssp585 | BV-G44 | 5184.6032 | 5213.0534 | 5118.063 | 5016.3783 | 4916.5275 | 4890.3364 | 4887.3493 | 4914.2843 | 4829.1958 | 4788.0642 | 4732.6823 | 4700.1997 | 4708.1433 | 4835.2553 | 4874.4319 | 4862.6735 | 4927.8455 | 4939.1948 | 4968.1534 | 5077.3407 | 5105.2045 | 5141.2694 | 5129.9786 | 5179.4815 | 5070.9 | 5007.8321 | 5115.812 | 5036.6278 | 5047.0737 | 4940.5722 | 5076.9979 | 5165.7082 | 5148.3156 | 5190.2313 | 5182.5559 | 5233.0927 | 5319.78 | 5329.5998 | 5464.0003 | 5665.0122 | 5746.6363 | 5632.9086 | 5537.8532 | 5621.4585 | 5633.2845 | 5742.6938 | 5864.7257 | 5853.5412 | 5859.4814 | 5781.7996 | 5536.9579 | 5525.118 | 5594.994 | 5585.393 | 5555.6567 | 5497.1216 | 5478.1094 | 5429.4383 | 5549.3731 | 5480.0747 | 5505.7928 | 5552.3689 | 5748.709 | 5693.0318 | 5929.7389 | 5910.1572 | 6061.7424 | 6145.7181
ssp585_CH-G11 | ssp585 | CH-G11 | 6695.6907 | 6731.4965 | 6627.1116 | 6504.0878 | 6392.8663 | 6356.1594 | 6406.0333 | 6453.5241 | 6370.4802 | 6388.4958 | 6307.2587 | 6278.6872 | 6263.9512 | 6396.1623 | 6467.8566 | 6426.3294 | 6579.9293 | 6584.7864 | 6653.2848 | 6741.4758 | 6699.2562 | 6731.7689 | 6704.3458 | 6764.5818 | 6654.4769 | 6555.501 | 6716.692 | 6550.4466 | 6553.8367 | 6391.1292 | 6545.0958 | 6686.4594 | 6651.9299 | 6667.1574 | 6707.8521 | 6747.0822 | 6877.6719 | 6877.5379 | 6995.7537 | 7200.9022 | 7298.7236 | 7185.346 | 7065.4236 | 7171.4231 | 7234.8156 | 7288.6716 | 7413.9586 | 7397.1928 | 7404.9371 | 7325.7238 | 7066.5111 | 7050.9778 | 7110.3874 | 7094.7607 | 7038.325 | 6950.8521 | 6955.4483 | 6982.8976 | 7024.4364 | 6935.3629 | 6945.8268 | 7022.2349 | 7226.6788 | 7215.8731 | 7489.2423 | 7505.2888 | 7649.7643 | 7707.4077
ssp585_CS-G34 | ssp585 | CS-G34 | 3790.5809 | 3829.9906 | 3845.3305 | 3747.5763 | 3680.1291 | 3679.9303 | 3666.2724 | 3688.6119 | 3647.8716 | 3663.4535 | 3603.8102 | 3575.3296 | 3612.474 | 3677.0701 | 3699.6777 | 3651.8786 | 3729.7556 | 3755.9709 | 3785.0949 | 3869.2019 | 3864.9664 | 3901.7132 | 3888.3072 | 3939.4191 | 3926.1101 | 3960.0743 | 4060.4408 | 3995.0455 | 3945.5483 | 3897.6454 | 3930.4336 | 3980.138 | 3996.6845 | 4047.9709 | 4013.9526 | 4086.0659 | 4097.1539 | 4036.7223 | 4171.9933 | 4435.2684 | 4484.4232 | 4436.8725 | 4403.2745 | 4433.8724 | 4463.5781 | 4582.1808 | 4658.8333 | 4666.0235 | 4710.1082 | 4620.502 | 4391.582 | 4391.2952 | 4471.439 | 4494.558 | 4485.8184 | 4419.527 | 4361.371 | 4258.8265 | 4399.9116 | 4380.2826 | 4431.0951 | 4469.1295 | 4686.1364 | 4659.4422 | 4828.5854 | 4799.2037 | 4916.0313 | 5001.0785
ssp585_CV-G65 | ssp585 | CV-G65 | 1591.3473 | 1594.1908 | 1570.5957 | 1528.0051 | 1489.1462 | 1487.4235 | 1503.6409 | 1504.1079 | 1461.6992 | 1474.8345 | 1449.8173 | 1438.0235 | 1443.7479 | 1484.5518 | 1492.1103 | 1479.8925 | 1494.8938 | 1503.8184 | 1540.4722 | 1579.8248 | 1572.6701 | 1578.1478 | 1580.4989 | 1602.6495 | 1578.2419 | 1568.8608 | 1610.1392 | 1596.7272 | 1590.7351 | 1544.0789 | 1569.3337 | 1611.1485 | 1609.3743 | 1617.5367 | 1616.0925 | 1622.7988 | 1650.4584 | 1649.0331 | 1684.6383 | 1778.9945 | 1798.6912 | 1774.1924 | 1733.7645 | 1768.1821 | 1778.4979 | 1787.2714 | 1833.5674 | 1828.1276 | 1827.6651 | 1813.0979 | 1714.3734 | 1718.3 | 1728.7772 | 1719.0617 | 1694.8589 | 1681.4833 | 1695.8021 | 1667.5102 | 1701.4232 | 1693.5828 | 1690.8365 | 1695.3442 | 1749.2084 | 1747.1533 | 1828.9873 | 1820.7311 | 1861.7018 | 1885.2764
ssp585_DM-G6 | ssp585 | DM-G6 | 12853.597 | 13079.7534 | 12823.5513 | 12722.9176 | 12568.652 | 12502.403 | 12586.4194 | 12741.9204 | 12453.5924 | 12462.3079 | 12382.5644 | 12497.5156 | 12392.3612 | 12619.8639 | 12737.5777 | 12670.1114 | 12988.9147 | 12961.2463 | 13055.1576 | 13321.2525 | 13243.2053 | 13318.609 | 13152.9554 | 13222.9257 | 13034.8359 | 12806.1704 | 12974.9728 | 12665.2138 | 12756.1709 | 12355.0624 | 12499.3901 | 12779.4465 | 12685.344 | 12750.0454 | 12871.6582 | 12999.2433 | 13212.059 | 13401.1731 | 13634.8034 | 13942.4208 | 14109.9995 | 14015.6866 | 13796.6804 | 13901.5125 | 13932.3988 | 14113.173 | 14335.4035 | 14470.8756 | 14393.3593 | 14245.593 | 13759.2562 | 13800.4327 | 13942.9558 | 13942.5755 | 13970.7937 | 13978.8652 | 13871.4328 | 13895.2775 | 13850.5279 | 13683.5084 | 13716.6091 | 13956.6746 | 14422.8501 | 14335.724 | 14891.5294 | 14908.6686 | 15160.9493 | 15234.8428
ssp585_EL-G40 | ssp585 | EL-G40 | 7453.0868 | 7517.6804 | 7521.0515 | 7374.7095 | 7197.6869 | 7195.1407 | 7171.5814 | 7134.7176 | 7072.2336 | 7071.5432 | 7008.6969 | 6897.9198 | 6931.2288 | 7132.4244 | 7187.4565 | 7137.0176 | 7321.4227 | 7356.479 | 7521.6714 | 7669.4143 | 7672.2075 | 7705.2701 | 7715.6424 | 7769.4912 | 7604.4473 | 7636.7757 | 7789.1946 | 7630.6033 | 7604.393 | 7474.4611 | 7489.5278 | 7564.8038 | 7569.1546 | 7620.3367 | 7664.8073 | 7811.1274 | 7827.6821 | 7719.5062 | 7908.599 | 8275.5992 | 8337.5329 | 8280.0873 | 8166.6645 | 8246.486 | 8297.687 | 8379.3792 | 8514.8079 | 8533.7547 | 8674.1541 | 8555.1919 | 8156.0558 | 8156.7559 | 8280.6458 | 8355.6919 | 8368.0087 | 8277.8883 | 8251.8551 | 8140.4767 | 8324.6907 | 8213.6903 | 8250.1254 | 8329.9317 | 8590.9524 | 8544.5249 | 8772.9437 | 8665.9643 | 8865.9396 | 8922.8286
ssp585_SB-G91 | ssp585 | SB-G91 | 7182.3028 | 7347.8891 | 7250.6532 | 7162.3878 | 7009.8077 | 7005.3995 | 7089.6384 | 7075.2072 | 6844.5862 | 6866.0277 | 6775.6482 | 6719.8488 | 6694.9644 | 6842.3152 | 6808.8836 | 6729.8562 | 6855.9735 | 6853.4577 | 6955.4416 | 7184.5198 | 7252.9984 | 7318.3823 | 7306.9553 | 7347.2817 | 7288.9718 | 7277.6794 | 7499.9514 | 7379.3537 | 7369.7745 | 7246.4995 | 7226.5676 | 7188.0431 | 7110.6852 | 7167.6941 | 7114.4932 | 7215.9555 | 7316.0833 | 7250.8601 | 7489.8375 | 7941.025 | 8055.763 | 7997.8551 | 7955.131 | 8070.3145 | 8084.5199 | 8216.7265 | 8288.7038 | 8240.3372 | 8295.8276 | 8160.738 | 7657.4238 | 7646.3957 | 7723.2274 | 7743.9663 | 7752.7082 | 7742.647 | 7712.5764 | 7648.4131 | 7910.1843 | 7845.4294 | 7869.346 | 7969.0911 | 8258.1067 | 8307.7671 | 8746.1224 | 8718.2593 | 8849.278 | 9046.6199
ssp585_SH-G35 | ssp585 | SH-G35 | 7287.4563 | 7347.4118 | 7328.6969 | 7148.884 | 6989.3766 | 6981.7439 | 6980.9791 | 6998.3877 | 6928.2146 | 6927.235 | 6854.3724 | 6794.1975 | 6839.1483 | 7000.0495 | 7040.0314 | 6983.0586 | 7129.8881 | 7154.7201 | 7280.1119 | 7459.4377 | 7499.5569 | 7553.184 | 7539.2995 | 7568.3055 | 7449.4816 | 7453.1453 | 7597.6775 | 7458.0402 | 7409.6578 | 7242.1266 | 7235.5638 | 7273.6854 | 7252.3071 | 7280.6567 | 7294.5714 | 7391.4811 | 7427.4733 | 7389.905 | 7615.1179 | 7863.0381 | 7979.4897 | 7925.4082 | 7834.6393 | 7901.8468 | 7976.3588 | 8102.5929 | 8264.5624 | 8260.2328 | 8326.0189 | 8143.654 | 7896.8434 | 7872.1816 | 7922.3494 | 7950.0345 | 7905.8429 | 7777.9951 | 7727.1266 | 7562.1257 | 7771.6427 | 7669.5302 | 7712.4352 | 7777.4031 | 8021.5064 | 8021.9943 | 8247.2398 | 8240.4952 | 8432.2664 | 8462.7429
ssp585_TH-G16 | ssp585 | TH-G16 | 5129.2871 | 5162.8917 | 5159.9824 | 5033.5293 | 4895.7654 | 4890.4829 | 4894.3664 | 4921.7323 | 4894.649 | 4886.2979 | 4866.4749 | 4824.598 | 4863.1678 | 4968.3946 | 4988.2992 | 4970.9394 | 5077.9709 | 5079.5171 | 5147.856 | 5234.5178 | 5256.9929 | 5283.261 | 5275.8598 | 5299.4554 | 5220.0167 | 5217.3778 | 5321.8581 | 5232.9549 | 5233.8932 | 5110.5654 | 5175.9937 | 5270.7499 | 5262.7051 | 5298.4638 | 5330.3478 | 5420.0372 | 5467.4806 | 5425.1152 | 5581.7714 | 5736.3628 | 5806.1544 | 5758.8783 | 5650.1358 | 5689.5956 | 5740.3911 | 5781.1109 | 5861.8221 | 5856.5509 | 5916.1375 | 5791.35 | 5619.1421 | 5648.5297 | 5690.3887 | 5723.008 | 5740.1001 | 5660.315 | 5651.695 | 5557.9418 | 5697.0997 | 5648.057 | 5685.9014 | 5713.9793 | 5866.7598 | 5844.5952 | 6010.9625 | 5985.0737 | 6117.1969 | 6180.2192
Rhizome outage data - storm_model outputs_mean. Source: data provided by Rhizome
count_rolling_mean
|  |  | scenario | ref_id | 1985 | 1986 | 1987 | 1988 | 1989 | 1990 | 1991 | 1992 | 1993 | 1994 | 1995 | 1996 | 1997 | 1998 | 1999 | 2000 | 2001 | 2002 | 2003 | 2004 | 2005 | 2006 | 2007 | 2008 | 2009 | 2010 | 2011 | 2012 | 2013 | 2014 | 2015 | 2016 | 2017 | 2018 | 2019 | 2020 | 2021 | 2022 | 2023 | 2024 | 2025 | 2026 | 2027 | 2028 | 2029 | 2030 | 2031 | 2032 | 2033 | 2034 | 2035 | 2036 | 2037 | 2038 | 2039 | 2040 | 2041 | 2042 | 2043 | 2044 | 2045 | 2046 | 2047 | 2048 | 2049 | 2050 | 2051 | 2052 | 2053 | 2054 | 2055 | 2056 | 2057 | 2058 | 2059 | 2060 | 2061 | 2062 | 2063 | 2064 | 2065 | 2066 | 2067 | 2068 | 2069 | 2070 | 2071 | 2072 | 2073 | 2074 | 2075 | 2076 | 2077 | 2078 | 2079 | 2080 | 2081 | 2082 | 2083 | 2084 | 2085 | 2086 | 2087 | 2088 | 2089 | 2090 | 2091 | 2092 | 2093 | 2094 | 2095
|  |  | ssp126 | BV-G43 | 38.7157 | 38.6316 | 38.4644 | 38.6718 | 38.8148 | 38.7527 | 39.2244 | 39.6242 | 39.8424 | 39.9525 | 39.831 | 40.1802 | 40.1379 | 40.4305 | 40.3854 | 40.3238 | 40.675 | 40.0609 | 39.6953 | 39.8251 | 39.7404 | 40.2111 | 39.7566 | 39.9707 | 39.762 | 40.0814 | 40.1058 | 40.1169 | 40.4093 | 40.8332 | 40.5862 | 40.9499 | 40.2034 | 41.1295 | 41.0148 | 41.6553 | 41.4086 | 41.605 | 41.4672 | 41.2126 | 40.833 | 40.8693 | 40.4785 | 40.7353 | 40.2011 | 40.051 | 39.5549 | 40.0725 | 39.9039 | 40.2235 | 40.99 | 41.0785 | 41.2234 | 41.5332 | 41.5659 | 41.7782 | 42.0948 | 42.1485 | 41.708 | 42.1108 | 42.0529 | 41.4947 | 41.4131 | 41.7453 | 42.0984 | 42.9823 | 42.9721 | 42.6275 | 42.8536 | 43.1077 | 42.8826 | 42.5467 | 42.6199 | 43.2164 | 43.0342 | 43.064 | 42.2044 | 41.9447 | 42.4403 | 42.2545 | 42.6171 | 42.7784 | 42.8469 | 42.9868 | 42.6586 | 42.8402 | 42.5665 | 42.6639 | 42.6418 | 42.5047 | 42.947 | 42.7407 | 42.3629 | 42.6146 | 42.728 | 42.4767 | 42.467 | 42.1385 | 42.1177 | 42.3046 | 42.3918 | 42.4473 | 42.4869 | 43.0789 | 43.244 | 43.3431 | 43.6188 | 43.2857 | 43.3428 | 43.4726 | 43.5821
|  |  | ssp126 | BV-G44 | 69.312 | 68.8306 | 68.6233 | 68.8196 | 68.6009 | 68.7555 | 69.5773 | 69.8873 | 70.1334 | 69.8294 | 69.7651 | 70.514 | 70.4122 | 70.9597 | 71.4686 | 71.7421 | 71.9409 | 70.6294 | 70.0536 | 70.5795 | 70.563 | 71.3369 | 70.3668 | 71.2919 | 70.9807 | 71.0248 | 70.8312 | 71.1916 | 72.1096 | 72.8877 | 72.3112 | 73.1178 | 71.7766 | 73.216 | 72.8755 | 74.0483 | 73.8802 | 73.9681 | 73.9235 | 73.3263 | 72.517 | 72.4434 | 72.207 | 72.8002 | 72.0596 | 72.2028 | 71.2631 | 72.2016 | 71.8688 | 71.631 | 72.5252 | 72.8352 | 73.1416 | 73.1881 | 73.3289 | 73.507 | 73.0949 | 73.5733 | 72.8069 | 73.9112 | 74.6278 | 73.8765 | 74.016 | 74.4707 | 75.2133 | 76.2736 | 76.5051 | 76.4001 | 76.6274 | 77.2149 | 76.6029 | 75.4545 | 75.9072 | 76.167 | 75.7377 | 76.0431 | 74.6388 | 74.1841 | 75.1617 | 74.9251 | 75.0105 | 75.4422 | 75.7321 | 75.9776 | 75.6352 | 76.3497 | 75.7225 | 75.9893 | 76.1592 | 75.8504 | 76.3574 | 76.2288 | 75.6039 | 75.829 | 75.5456 | 75.3892 | 75.2709 | 74.5827 | 74.6061 | 75.0056 | 75.3745 | 75.1729 | 74.6776 | 75.3553 | 76.0699 | 76.3104 | 76.8753 | 76.622 | 76.808 | 77.068 | 76.9256
|  |  | ssp126 | CH-G11 | 122.8982 | 121.8582 | 121.52 | 122.1081 | 122.5654 | 122.3642 | 123.5121 | 124.592 | 124.5052 | 124.3758 | 124.0839 | 125.2363 | 125.4008 | 126.2217 | 126.4509 | 126.7784 | 127.7778 | 126.1697 | 125.0326 | 125.6677 | 125.1153 | 126.2271 | 125.1124 | 125.8822 | 125.3091 | 125.7698 | 125.2527 | 125.737 | 127.0494 | 127.8268 | 127.3609 | 128.3091 | 126.2145 | 128.1579 | 128.3803 | 130.5783 | 130.3999 | 130.8722 | 130.4751 | 129.1087 | 128.2949 | 128.2011 | 128.0601 | 129.3136 | 128.4296 | 128.1036 | 126.6463 | 127.8125 | 127.5238 | 127.297 | 128.9322 | 129.1671 | 129.0659 | 128.8142 | 129.2575 | 129.8787 | 129.5437 | 129.9122 | 128.1703 | 129.6284 | 130.9248 | 129.7218 | 130.1635 | 131.2888 | 132.8657 | 134.0255 | 134.404 | 134.0597 | 134.1797 | 136.0148 | 134.797 | 132.902 | 133.5389 | 134.1421 | 133.4979 | 133.1564 | 131.3227 | 130.319 | 132.0079 | 131.8204 | 131.9229 | 133.0915 | 133.2031 | 133.4955 | 132.9862 | 134.2091 | 133.7857 | 133.9439 | 134.0458 | 133.4222 | 134.5031 | 133.7783 | 132.6153 | 132.9162 | 132.9344 | 132.3526 | 132.4458 | 131.888 | 131.9645 | 132.7044 | 133.1109 | 132.7314 | 132.7559 | 133.8736 | 134.9221 | 134.8629 | 136.5529 | 135.9074 | 136.5741 | 137.4072 | 137.3864
|  |  | ssp126 | CS-G34 | 43.4436 | 43.2879 | 42.8591 | 42.7508 | 42.9669 | 42.6655 | 43.1497 | 43.5372 | 43.5275 | 43.5372 | 43.4053 | 43.9625 | 44.0996 | 44.4355 | 44.9286 | 44.8145 | 45.4479 | 44.7236 | 44.1576 | 44.3773 | 44.2925 | 44.5614 | 43.9179 | 44.1953 | 44.1564 | 44.2716 | 44.0118 | 44.0645 | 44.6441 | 44.9606 | 45.0505 | 45.4098 | 44.8772 | 46.1636 | 46.1957 | 46.8035 | 46.7711 | 47.3098 | 47.4815 | 46.9926 | 46.8698 | 46.7947 | 46.6677 | 46.7764 | 45.9967 | 45.967 | 45.7506 | 46.4349 | 45.9034 | 45.8775 | 46.8974 | 47.6425 | 47.773 | 47.9369 | 48.2817 | 48.5826 | 48.2513 | 48.1943 | 47.4536 | 48.3267 | 48.3145 | 47.7193 | 47.1271 | 47.2698 | 47.6669 | 48.3012 | 48.14 | 47.9933 | 48.0058 | 48.1261 | 47.7126 | 47.3683 | 47.1298 | 47.7053 | 47.6639 | 47.923 | 46.9631 | 47.0322 | 47.5202 | 47.7634 | 48.1429 | 48.3329 | 48.5659 | 49.2336 | 48.8558 | 48.7124 | 48.5652 | 48.7362 | 48.6613 | 49.0099 | 49.2085 | 49.1599 | 49.019 | 49.0833 | 48.6292 | 48.3854 | 48.5985 | 48.1532 | 48.5603 | 48.6622 | 48.5357 | 48.7982 | 48.6829 | 48.8089 | 49.3895 | 49.8551 | 50.4341 | 50.5358 | 50.6084 | 50.3712 | 50.2731
|  |  | ssp126 | CV-G65 | 31.8687 | 31.6586 | 31.5756 | 31.7285 | 31.6764 | 31.5798 | 31.8621 | 32.0476 | 32.1813 | 32.2049 | 32.2218 | 32.5064 | 32.5856 | 32.782 | 32.794 | 32.9529 | 33.1802 | 32.6564 | 32.4067 | 32.4802 | 32.3282 | 32.7201 | 32.3059 | 32.3661 | 32.2185 | 32.4199 | 32.389 | 32.4696 | 32.6684 | 32.993 | 32.8205 | 33.0478 | 32.4466 | 33.076 | 33.1902 | 33.7887 | 33.5837 | 33.5882 | 33.6645 | 33.4965 | 33.159 | 33.1105 | 32.9792 | 33.1868 | 32.9497 | 32.7478 | 32.221 | 32.6699 | 32.6158 | 32.5057 | 33.1078 | 33.2174 | 33.3566 | 33.582 | 33.6625 | 33.7155 | 33.8068 | 34.0585 | 33.7389 | 34.1328 | 34.3138 | 33.7957 | 33.8667 | 34.1903 | 34.3993 | 34.9774 | 35.0209 | 34.8825 | 34.9691 | 35.1905 | 35.0385 | 34.7274 | 34.8015 | 35.0739 | 35.0348 | 35.1469 | 34.5425 | 34.3676 | 34.7271 | 34.5966 | 34.7008 | 34.8225 | 34.937 | 35.1368 | 34.9966 | 34.8402 | 34.4604 | 34.579 | 34.594 | 34.4674 | 34.7642 | 34.8128 | 34.5754 | 34.705 | 34.8479 | 34.694 | 35.0304 | 34.9735 | 34.8888 | 35.0815 | 35.2297 | 35.192 | 35.0365 | 35.3575 | 35.5476 | 35.4371 | 35.6417 | 35.2165 | 35.3493 | 35.4785 | 35.5728
|  |  | ssp126 | DM-G6 | 173.6611 | 172.9838 | 172.9744 | 173.9184 | 174.9608 | 174.9951 | 176.1402 | 177.0278 | 177.1561 | 176.7358 | 176.0341 | 177.5564 | 177.7364 | 178.2183 | 178.5608 | 178.7324 | 179.8189 | 177.6796 | 176.1754 | 175.9652 | 175.9497 | 177.0977 | 175.2495 | 176.1097 | 175.9793 | 176.6332 | 176.8314 | 176.6025 | 178.1604 | 179.4129 | 179.8481 | 180.9338 | 178.2887 | 181.0182 | 182.0638 | 184.5381 | 184.7424 | 185.4273 | 185.5302 | 184.8466 | 183.6992 | 183.0403 | 182.0133 | 184.372 | 183.1682 | 182.6676 | 181.1328 | 181.848 | 181.0087 | 180.7633 | 182.4717 | 183.9186 | 183.5936 | 184.3938 | 184.3484 | 185.5382 | 183.2465 | 183.8355 | 181.6831 | 183.9597 | 184.967 | 183.5258 | 182.8404 | 184.5494 | 185.4069 | 186.7257 | 186.4947 | 187.4781 | 186.8176 | 189.4974 | 187.0769 | 185.3835 | 187.084 | 188.1246 | 188.1923 | 188.7275 | 187.584 | 186.7967 | 187.7006 | 188.1973 | 187.7308 | 189.2112 | 189.1108 | 188.328 | 187.8614 | 188.407 | 188.4321 | 187.4852 | 187.4079 | 187.9398 | 188.9178 | 188.6751 | 187.2429 | 187.5939 | 187.4371 | 187.6173 | 187.3234 | 185.7298 | 186.7709 | 188.7974 | 189.2015 | 188.7029 | 187.9553 | 189.2169 | 190.7083 | 191.8614 | 193.8058 | 193.8465 | 194.5814 | 196.1419 | 194.9899
|  |  | ssp126 | EL-G40 | 73.6638 | 72.9902 | 72.7749 | 72.3671 | 73.0339 | 72.6733 | 73.3065 | 73.8497 | 74.1135 | 74.1456 | 73.364 | 74.0377 | 74.3468 | 74.8682 | 75.5386 | 75.3518 | 76.2295 | 75.2764 | 74.2838 | 74.3837 | 74.0425 | 74.6659 | 73.7834 | 74.2939 | 74.1979 | 74.3721 | 74.1613 | 74.259 | 75.3441 | 76.394 | 76.4185 | 77.0915 | 76.1317 | 77.6639 | 77.4742 | 78.1883 | 78.0599 | 78.6602 | 78.729 | 77.999 | 77.2676 | 77.2911 | 77.0927 | 77.662 | 77.0834 | 77.099 | 76.7236 | 77.69 | 76.6915 | 76.8166 | 77.6893 | 78.6806 | 78.8302 | 79.1918 | 79.5703 | 79.6542 | 79.2046 | 79.0318 | 78.1241 | 79.5637 | 79.4746 | 78.9932 | 78.3619 | 78.767 | 79.335 | 79.9395 | 79.9161 | 80.1734 | 80.2811 | 80.4468 | 79.6973 | 79.1883 | 78.9086 | 79.4732 | 79.1108 | 79.7636 | 78.4881 | 78.5433 | 79.0254 | 79.4625 | 80.0419 | 80.4821 | 80.5474 | 81.085 | 80.8561 | 81.2554 | 80.7227 | 81.024 | 80.8591 | 80.9273 | 81.2205 | 81.0343 | 80.9679 | 81.2523 | 80.9323 | 80.6755 | 80.4701 | 79.8529 | 80.5814 | 81.0503 | 80.9954 | 81.1666 | 81.0663 | 81.0755 | 81.7283 | 82.3194 | 83.0966 | 83.0556 | 82.9658 | 82.7869 | 82.3389
|  |  | ssp126 | SB-G91 | 55.985 | 55.4974 | 55.2932 | 55.2328 | 55.2205 | 54.8138 | 55.3154 | 55.7186 | 55.7978 | 55.6757 | 55.5014 | 55.8243 | 56.101 | 56.2799 | 56.7361 | 56.8439 | 57.624 | 56.7429 | 56.0513 | 56.2387 | 56.1272 | 56.9878 | 56.1164 | 56.4361 | 56.5651 | 56.8331 | 56.3721 | 56.0121 | 56.993 | 57.5193 | 57.5521 | 58.1578 | 57.0329 | 58.9033 | 58.7521 | 59.3962 | 59.1966 | 59.6635 | 59.7731 | 59.1756 | 58.6564 | 58.4636 | 58.1599 | 58.6949 | 57.6005 | 57.6395 | 56.9744 | 57.7499 | 57.4712 | 57.5803 | 58.2495 | 58.8319 | 59.2908 | 59.4744 | 59.7074 | 59.8334 | 59.4596 | 59.9995 | 59.1677 | 59.7784 | 60.2197 | 59.6998 | 59.5277 | 59.9705 | 60.7405 | 61.398 | 61.4195 | 61.2518 | 61.2476 | 61.5737 | 61.1148 | 60.1547 | 60.2418 | 60.647 | 59.8795 | 59.7787 | 58.6909 | 58.3626 | 58.9731 | 58.9213 | 59.293 | 59.8028 | 60.1606 | 60.2841 | 59.9591 | 60.218 | 60.1479 | 60.5359 | 60.627 | 60.9006 | 61.214 | 61.1607 | 60.5475 | 60.9663 | 60.9813 | 60.5803 | 60.7632 | 60.2594 | 60.1566 | 60.7758 | 61.2828 | 61.1127 | 60.6332 | 61.4718 | 61.5891 | 61.823 | 62.535 | 62.3679 | 62.6502 | 62.8299 | 62.9169
|  |  | ssp126 | SH-G35 | 129.6002 | 128.583 | 127.9921 | 127.6627 | 128.2851 | 127.7874 | 128.9295 | 129.7182 | 129.7711 | 129.9966 | 129.3603 | 130.1962 | 130.5495 | 131.8059 | 132.7089 | 132.8178 | 134.1417 | 132.434 | 131.4416 | 132.0999 | 131.9135 | 132.5816 | 131.1939 | 132.1306 | 131.5257 | 132.0902 | 131.5253 | 131.5517 | 133.389 | 134.3001 | 134.2331 | 135.1671 | 133.5874 | 135.6974 | 135.564 | 136.9711 | 136.3945 | 137.4901 | 137.6523 | 136.2017 | 135.3228 | 134.9669 | 134.4414 | 135.193 | 134.8394 | 134.72 | 133.6886 | 135.615 | 134.2581 | 134.6424 | 136.2877 | 137.966 | 138.2574 | 138.6244 | 139.2842 | 139.4117 | 139.075 | 139.1986 | 137.4458 | 139.6465 | 139.702 | 138.8748 | 137.8375 | 138.3973 | 139.6528 | 141.0703 | 141.0236 | 140.7545 | 141.2105 | 142.0043 | 140.2998 | 138.9645 | 139.1118 | 140.3307 | 139.8246 | 140.6002 | 138.3681 | 137.9288 | 138.8992 | 138.9957 | 139.6833 | 140.8679 | 141.1443 | 141.4858 | 140.8623 | 141.519 | 140.677 | 140.6967 | 140.892 | 141.1205 | 141.5365 | 140.9935 | 140.3715 | 140.868 | 140.55 | 140.0028 | 139.721 | 138.8132 | 139.928 | 140.4819 | 140.7118 | 141.1086 | 140.8427 | 141.2669 | 142.4797 | 143.3361 | 144.3649 | 144.6675 | 144.8356 | 144.6581 | 144.3478
|  |  | ssp126 | TH-G16 | 79.1458 | 78.7062 | 78.5726 | 78.3142 | 78.6693 | 78.2349 | 78.8157 | 79.8863 | 79.8657 | 79.9705 | 79.3348 | 80.022 | 80.2186 | 80.9009 | 81.5917 | 81.6417 | 82.4771 | 81.1601 | 80.0962 | 80.631 | 80.3546 | 80.9309 | 79.9432 | 80.4102 | 80.1491 | 80.5016 | 80.364 | 80.4101 | 81.7694 | 82.5323 | 82.4796 | 83.5679 | 82.6684 | 83.9355 | 83.8093 | 84.9267 | 84.6068 | 85.228 | 85.4532 | 84.6511 | 84.0919 | 83.9451 | 83.2373 | 83.7151 | 83.4656 | 83.5866 | 82.8827 | 83.9952 | 82.7688 | 82.9936 | 83.9038 | 84.9177 | 84.9994 | 85.3798 | 85.7899 | 85.8593 | 85.3259 | 85.1409 | 84.0106 | 85.6087 | 85.4219 | 84.7941 | 84.0973 | 84.4009 | 84.9645 | 85.6602 | 85.7925 | 85.6566 | 85.9412 | 86.3654 | 85.4754 | 84.8939 | 84.9877 | 86.1754 | 86.0322 | 86.7273 | 85.6069 | 85.2297 | 86.0268 | 85.9283 | 86.633 | 87.2192 | 87.3637 | 87.801 | 87.1451 | 87.4416 | 86.963 | 86.8665 | 87.1694 | 87.2255 | 87.7316 | 87.3688 | 87.0573 | 87.2607 | 86.9587 | 86.4785 | 86.2955 | 85.5283 | 86.2911 | 86.5354 | 86.622 | 86.9966 | 86.8395 | 87.0915 | 87.925 | 88.4352 | 89.1143 | 89.1935 | 89.3405 | 89.3487 | 89.1207
|  |  | ssp245 | BV-G43 | 38.7157 | 38.6316 | 38.4644 | 38.6718 | 38.8148 | 38.7527 | 39.2244 | 39.6242 | 39.8424 | 39.9525 | 39.831 | 40.1802 | 40.1379 | 40.4305 | 40.3854 | 40.3238 | 40.675 | 40.0609 | 39.6953 | 39.8251 | 39.7404 | 40.2111 | 39.7566 | 39.9707 | 39.762 | 40.2494 | 40.21 | 40.6283 | 40.9234 | 40.8756 | 41.268 | 41.2017 | 40.6418 | 40.786 | 40.6423 | 41.198 | 40.7182 | 41.2042 | 40.9767 | 41.1184 | 41.5221 | 41.0741 | 41.1428 | 41.5761 | 41.9011 | 41.9229 | 41.7095 | 42.6486 | 42.3033 | 42.2464 | 42.3865 | 42.1015 | 42.1419 | 42.4033 | 42.0031 | 41.8224 | 42.1983 | 42.5512 | 42.0382 | 42.5199 | 42.8191 | 42.9538 | 43.6487 | 43.432 | 43.2937 | 43.6943 | 43.9003 | 43.7607 | 43.9959 | 44.1346 | 43.8145 | 43.4674 | 42.9199 | 42.4283 | 42.7813 | 42.4661 | 42.0369 | 42.4204 | 42.7523 | 42.1642 | 41.8104 | 41.8122 | 42.0347 | 42.4799 | 43.0349 | 42.9746 | 43.3143 | 43.5333 | 43.3622 | 42.8612 | 43.0055 | 42.9917 | 43.2439 | 43.4864 | 43.1302 | 42.7143 | 42.7588 | 42.5795 | 42.9684 | 43.1282 | 43.5255 | 43.7254 | 43.812 | 43.4677 | 42.9565 | 43.3989 | 43.891 | 44.0198 | 44.823 | 44.4898 | 44.2849
|  |  | ssp245 | BV-G44 | 69.312 | 68.8306 | 68.6233 | 68.8196 | 68.6009 | 68.7555 | 69.5773 | 69.8873 | 70.1334 | 69.8294 | 69.7651 | 70.514 | 70.4122 | 70.9597 | 71.4686 | 71.7421 | 71.9409 | 70.6294 | 70.0536 | 70.5795 | 70.563 | 71.3369 | 70.3668 | 71.2919 | 70.9807 | 71.615 | 71.3329 | 72.2459 | 73.5096 | 73.6708 | 73.8376 | 73.8891 | 73.062 | 73.936 | 73.3255 | 74.4838 | 73.6138 | 74.5572 | 74.0148 | 74.0171 | 74.1852 | 73.5324 | 73.6461 | 74.2124 | 74.2207 | 74.3166 | 73.9154 | 75.0392 | 74.4564 | 74.7956 | 74.8045 | 74.4978 | 74.9834 | 75.454 | 74.9384 | 74.984 | 75.6646 | 76.1174 | 75.272 | 76.1118 | 76.1981 | 76.3984 | 77.9072 | 77.4104 | 77.1859 | 77.7356 | 77.8369 | 77.9976 | 78.1677 | 79.0094 | 78.2649 | 77.6247 | 76.7152 | 75.5438 | 76.1317 | 75.8794 | 75.5873 | 75.8044 | 75.8686 | 75.2156 | 74.3511 | 74.2093 | 74.8901 | 75.2449 | 75.7953 | 75.9953 | 76.4199 | 76.417 | 76.2075 | 75.358 | 75.5823 | 75.6885 | 76.2318 | 76.1554 | 76.1432 | 75.6753 | 75.4853 | 75.1508 | 75.5391 | 76.2424 | 76.6835 | 76.8248 | 76.8798 | 76.4647 | 75.892 | 76.6493 | 77.141 | 77.3165 | 78.7999 | 78.5086 | 78.4517
|  |  | ssp245 | CH-G11 | 122.8982 | 121.8582 | 121.52 | 122.1081 | 122.5654 | 122.3642 | 123.5121 | 124.592 | 124.5052 | 124.3758 | 124.0839 | 125.2363 | 125.4008 | 126.2217 | 126.4509 | 126.7784 | 127.7778 | 126.1697 | 125.0326 | 125.6677 | 125.1153 | 126.2271 | 125.1124 | 125.8822 | 125.3091 | 126.0201 | 125.5342 | 126.5 | 127.7539 | 127.6602 | 128.2762 | 128.2387 | 127.2565 | 128.2475 | 127.9221 | 130.3556 | 129.8243 | 131.3155 | 130.5745 | 130.9401 | 131.6086 | 130.6772 | 131.0517 | 131.9767 | 132.1572 | 132.2671 | 131.1954 | 132.4456 | 131.583 | 132.2985 | 132.8968 | 132.7434 | 133.4114 | 134.1391 | 133.8728 | 134.1793 | 134.6249 | 135.0839 | 134.1071 | 135.1082 | 135.3927 | 135.3928 | 137.2244 | 136.5512 | 135.8506 | 136.3465 | 136.6167 | 137.2273 | 138.0275 | 139.0788 | 138.6077 | 137.6101 | 136.3123 | 134.9414 | 135.8713 | 135.3991 | 134.3811 | 134.7136 | 134.2762 | 133.0377 | 131.8349 | 131.4192 | 132.5639 | 133.1054 | 134.1192 | 134.1759 | 135.6159 | 136.26 | 135.9596 | 135.1697 | 135.6367 | 135.1793 | 135.6692 | 135.0329 | 134.8138 | 133.7035 | 133.5962 | 132.9067 | 133.054 | 133.8181 | 134.8492 | 134.9682 | 135.4045 | 134.6561 | 134.6017 | 135.4057 | 136.4794 | 136.578 | 138.3972 | 138.0879 | 137.9285
|  |  | ssp245 | CS-G34 | 43.4436 | 43.2879 | 42.8591 | 42.7508 | 42.9669 | 42.6655 | 43.1497 | 43.5372 | 43.5275 | 43.5372 | 43.4053 | 43.9625 | 44.0996 | 44.4355 | 44.9286 | 44.8145 | 45.4479 | 44.7236 | 44.1576 | 44.3773 | 44.2925 | 44.5614 | 43.9179 | 44.1953 | 44.1564 | 44.5717 | 44.3389 | 44.8472 | 45.2201 | 45.306 | 45.8537 | 46.1037 | 45.5858 | 45.8903 | 45.8251 | 46.6752 | 46.1459 | 46.9893 | 46.7672 | 46.9283 | 47.3273 | 46.6824 | 46.5236 | 46.9878 | 47.1627 | 46.9165 | 46.6771 | 47.8334 | 47.3615 | 47.4886 | 47.7397 | 47.5561 | 47.8726 | 48.2907 | 48.1904 | 48.0316 | 48.2827 | 48.347 | 47.5621 | 48.2571 | 48.4254 | 48.5481 | 49.1393 | 48.7168 | 48.9907 | 49.1269 | 49.657 | 50.0455 | 50.2285 | 50.6945 | 50.1399 | 49.6515 | 49.2133 | 48.6501 | 49.2111 | 48.7075 | 48.5676 | 48.9035 | 49.2432 | 48.9967 | 48.1973 | 48.1742 | 48.5853 | 49.2458 | 49.8632 | 49.8971 | 49.9485 | 49.899 | 49.3823 | 48.4196 | 48.6319 | 48.8986 | 49.5566 | 49.4403 | 48.9818 | 48.6175 | 48.6327 | 48.3811 | 48.8931 | 49.3651 | 50.1428 | 50.0546 | 50.2639 | 49.6115 | 49.1848 | 49.6265 | 50.0968 | 50.0894 | 51.1801 | 51.0052 | 50.8642
|  |  | ssp245 | CV-G65 | 31.8687 | 31.6586 | 31.5756 | 31.7285 | 31.6764 | 31.5798 | 31.8621 | 32.0476 | 32.1813 | 32.2049 | 32.2218 | 32.5064 | 32.5856 | 32.782 | 32.794 | 32.9529 | 33.1802 | 32.6564 | 32.4067 | 32.4802 | 32.3282 | 32.7201 | 32.3059 | 32.3661 | 32.2185 | 32.5994 | 32.5854 | 32.9507 | 33.332 | 33.3745 | 33.6209 | 33.6617 | 33.1836 | 33.5157 | 33.4309 | 33.8916 | 33.5648 | 33.8843 | 33.5695 | 33.5716 | 33.7082 | 33.4585 | 33.4901 | 34.0287 | 34.1646 | 34.3597 | 34.3097 | 34.892 | 34.6133 | 34.8711 | 34.9504 | 34.8364 | 34.7739 | 34.981 | 34.6296 | 34.5594 | 34.7491 | 34.9005 | 34.5645 | 35.0767 | 35.1429 | 35.2099 | 35.7336 | 35.6747 | 35.5468 | 35.7457 | 35.9435 | 35.9488 | 36.177 | 36.3 | 35.96 | 35.6153 | 35.26 | 34.8901 | 35.1817 | 35.0881 | 34.8271 | 34.8126 | 34.8229 | 34.3255 | 34.0244 | 33.9852 | 34.3399 | 34.5685 | 34.9217 | 34.8646 | 35.0699 | 35.297 | 35.3758 | 35.0496 | 35.2438 | 35.2427 | 35.4344 | 35.5409 | 35.3766 | 35.1225 | 35.1799 | 34.9113 | 34.9397 | 35.1095 | 35.5732 | 35.6496 | 35.7733 | 35.4579 | 35.0699 | 35.5089 | 35.8804 | 35.9305 | 36.6151 | 36.5082 | 36.3453
|  |  | ssp245 | DM-G6 | 173.6611 | 172.9838 | 172.9744 | 173.9184 | 174.9608 | 174.9951 | 176.1402 | 177.0278 | 177.1561 | 176.7358 | 176.0341 | 177.5564 | 177.7364 | 178.2183 | 178.5608 | 178.7324 | 179.8189 | 177.6796 | 176.1754 | 175.9652 | 175.9497 | 177.0977 | 175.2495 | 176.1097 | 175.9793 | 176.747 | 176.7094 | 177.7335 | 180.7894 | 181.0062 | 182.3876 | 181.8794 | 181.2318 | 182.9831 | 182.4361 | 184.5962 | 183.6311 | 184.5004 | 183.4429 | 182.7337 | 183.3321 | 182.3448 | 182.6252 | 184.2847 | 184.8555 | 184.7771 | 184.4719 | 186.0619 | 186.0929 | 186.8919 | 188.1099 | 187.7769 | 188.8644 | 190.5182 | 190.3557 | 190.3593 | 191.4944 | 191.3393 | 190.9138 | 192.0362 | 192.7899 | 192.4667 | 195.6894 | 194.8506 | 193.3522 | 192.9188 | 193.5694 | 193.9567 | 196.0278 | 196.573 | 195.9737 | 193.6637 | 191.8341 | 189.2008 | 190.0836 | 190.5389 | 189.3487 | 190.1217 | 190.1494 | 188.3637 | 187.3007 | 187.2598 | 189.4726 | 189.7461 | 191.321 | 191.6364 | 192.3636 | 192.7427 | 191.6785 | 189.7987 | 190.3206 | 189.3054 | 189.2333 | 188.5029 | 188.9111 | 187.4303 | 186.5593 | 186.7548 | 187.8661 | 188.4709 | 189.8821 | 189.1263 | 191.0476 | 189.748 | 189.825 | 190.4953 | 192.7844 | 193.8976 | 196.7715 | 196.656 | 197.1297
|  |  | ssp245 | EL-G40 | 73.6638 | 72.9902 | 72.7749 | 72.3671 | 73.0339 | 72.6733 | 73.3065 | 73.8497 | 74.1135 | 74.1456 | 73.364 | 74.0377 | 74.3468 | 74.8682 | 75.5386 | 75.3518 | 76.2295 | 75.2764 | 74.2838 | 74.3837 | 74.0425 | 74.6659 | 73.7834 | 74.2939 | 74.1979 | 74.7669 | 74.4052 | 75.063 | 75.7883 | 76.2158 | 76.6284 | 77.0956 | 76.5867 | 77.2128 | 76.7278 | 77.5813 | 76.9702 | 78.0455 | 77.7693 | 77.9252 | 78.4479 | 78.0054 | 77.8243 | 78.5001 | 78.4795 | 78.5507 | 78.5567 | 79.6297 | 79.1984 | 79.411 | 79.5441 | 79.1876 | 79.7242 | 80.3456 | 79.748 | 79.8065 | 79.9897 | 79.7649 | 78.9268 | 79.5747 | 79.7229 | 79.8416 | 80.91 | 80.3203 | 80.4372 | 80.771 | 81.5197 | 81.9083 | 82.517 | 83.4283 | 82.7898 | 82.0497 | 81.7021 | 80.6084 | 81.1516 | 80.5347 | 80.388 | 80.7394 | 81.005 | 80.5462 | 79.4442 | 79.2053 | 79.6616 | 80.5042 | 81.5749 | 81.5133 | 81.6782 | 81.8421 | 81.092 | 80.5001 | 80.6857 | 80.928 | 81.6075 | 81.5976 | 80.7061 | 79.9289 | 80.171 | 79.8936 | 80.582 | 81.4016 | 81.9801 | 81.9972 | 82.3108 | 81.6914 | 81.247 | 82.2051 | 82.8356 | 82.9543 | 84.5247 | 83.9847 | 83.5613
|  |  | ssp245 | SB-G91 | 55.985 | 55.4974 | 55.2932 | 55.2328 | 55.2205 | 54.8138 | 55.3154 | 55.7186 | 55.7978 | 55.6757 | 55.5014 | 55.8243 | 56.101 | 56.2799 | 56.7361 | 56.8439 | 57.624 | 56.7429 | 56.0513 | 56.2387 | 56.1272 | 56.9878 | 56.1164 | 56.4361 | 56.5651 | 57.2559 | 56.9609 | 57.5062 | 58.2128 | 58.4555 | 59.1954 | 59.4116 | 58.5197 | 59.3095 | 59.1098 | 59.89 | 59.0255 | 60.0123 | 59.6062 | 60.3734 | 60.568 | 59.8298 | 59.9007 | 60.5495 | 60.6436 | 60.5628 | 60.4289 | 61.5678 | 60.6179 | 61.0849 | 61.2137 | 60.8552 | 60.9202 | 61.1536 | 60.733 | 60.7423 | 61.2018 | 61.2627 | 60.3101 | 61.545 | 61.2184 | 60.4126 | 61.3064 | 61.0381 | 60.9937 | 61.4761 | 61.5679 | 61.82 | 62.3247 | 63.3212 | 62.5483 | 62.1296 | 62.2391 | 61.5378 | 62.3947 | 62.0839 | 61.541 | 61.8919 | 62.0824 | 61.2612 | 60.2339 | 60.0679 | 60.6932 | 60.2828 | 60.818 | 60.9997 | 61.405 | 61.9332 | 61.5353 | 60.7063 | 61.1707 | 61.4787 | 61.8534 | 61.4243 | 62.0205 | 61.6 | 61.0469 | 60.4587 | 60.5898 | 61.0659 | 61.7608 | 61.6147 | 61.663 | 61.4191 | 60.9489 | 61.375 | 61.9676 | 62.1642 | 63.4432 | 63.1383 | 63.5974
|  |  | ssp245 | SH-G35 | 129.6002 | 128.583 | 127.9921 | 127.6627 | 128.2851 | 127.7874 | 128.9295 | 129.7182 | 129.7711 | 129.9966 | 129.3603 | 130.1962 | 130.5495 | 131.8059 | 132.7089 | 132.8178 | 134.1417 | 132.434 | 131.4416 | 132.0999 | 131.9135 | 132.5816 | 131.1939 | 132.1306 | 131.5257 | 132.8177 | 132.1972 | 133.2696 | 134.7407 | 135.085 | 135.5746 | 135.9131 | 134.8188 | 136.0471 | 135.4982 | 137.2172 | 135.6898 | 137.2619 | 136.6219 | 136.872 | 137.2139 | 135.931 | 135.807 | 137.2155 | 137.2131 | 137.0554 | 136.6381 | 139.2305 | 138.0967 | 138.6271 | 139.2229 | 139.2791 | 140.5209 | 141.5662 | 140.5325 | 140.5668 | 140.8165 | 140.4321 | 138.624 | 140.4479 | 140.6458 | 140.37 | 142.6934 | 141.6269 | 141.532 | 141.9094 | 142.8544 | 143.8697 | 144.9949 | 146.0924 | 145.0379 | 143.831 | 142.9583 | 140.6311 | 141.7118 | 140.6144 | 140.4305 | 141.1677 | 141.0563 | 139.8059 | 138.4593 | 137.9632 | 138.8298 | 140.1176 | 141.7493 | 141.7336 | 142.181 | 142.1782 | 141.1794 | 140.4434 | 141.4036 | 141.516 | 142.5313 | 141.8534 | 140.916 | 139.9307 | 139.8851 | 139.2978 | 140.8237 | 141.6807 | 142.8852 | 142.6747 | 142.9001 | 142.0541 | 141.9167 | 143.5248 | 144.2179 | 144.4209 | 147.2448 | 146.3809 | 145.9938
|  |  | ssp245 | TH-G16 | 79.1458 | 78.7062 | 78.5726 | 78.3142 | 78.6693 | 78.2349 | 78.8157 | 79.8863 | 79.8657 | 79.9705 | 79.3348 | 80.022 | 80.2186 | 80.9009 | 81.5917 | 81.6417 | 82.4771 | 81.1601 | 80.0962 | 80.631 | 80.3546 | 80.9309 | 79.9432 | 80.4102 | 80.1491 | 80.7547 | 80.3149 | 80.9707 | 81.9492 | 82.406 | 82.6319 | 82.9663 | 82.4765 | 83.138 | 82.7339 | 83.8363 | 83.0628 | 84.1142 | 83.8993 | 84.2669 | 84.4094 | 83.8264 | 83.6418 | 84.656 | 84.7615 | 84.675 | 84.3638 | 85.7503 | 85.5337 | 86.0401 | 86.1225 | 86.0866 | 86.8412 | 87.5616 | 86.588 | 86.8341 | 87.2064 | 87.257 | 86.287 | 86.8529 | 86.9613 | 86.8215 | 88.2119 | 87.4399 | 87.6621 | 88.2008 | 88.6338 | 89.1369 | 89.6148 | 90.4286 | 89.8233 | 89.0304 | 88.6756 | 87.468 | 88.2025 | 87.2216 | 86.9597 | 87.2957 | 87.314 | 86.8175 | 86.221 | 86.0113 | 86.4975 | 87.3868 | 88.4128 | 88.24 | 88.6451 | 88.6416 | 87.977 | 87.3303 | 87.5852 | 87.5309 | 88.1573 | 87.6676 | 87.0832 | 86.0632 | 86.1491 | 85.942 | 86.8911 | 87.617 | 88.7913 | 88.7033 | 88.7635 | 88.1632 | 88.1104 | 88.7647 | 89.5269 | 89.7227 | 91.2307 | 90.7612 | 90.6307
|  |  | ssp370 | BV-G43 | 38.7157 | 38.6316 | 38.4644 | 38.6718 | 38.8148 | 38.7527 | 39.2244 | 39.6242 | 39.8424 | 39.9525 | 39.831 | 40.1802 | 40.1379 | 40.4305 | 40.3854 | 40.3238 | 40.675 | 40.0609 | 39.6953 | 39.8251 | 39.7404 | 40.2111 | 39.7566 | 39.9707 | 39.762 | 40.0467 | 40.3885 | 40.1521 | 41.0045 | 41.0483 | 41.089 | 41.0753 | 40.7713 | 41.0837 | 40.7694 | 41.3393 | 41.281 | 41.2576 | 41.1566 | 40.5 | 40.3094 | 40.2804 | 40.4969 | 40.3227 | 40.7434 | 40.9443 | 40.6046 | 40.7768 | 40.6597 | 40.8819 | 40.8624 | 41.51 | 42.1371 | 42.2719 | 42.6351 | 42.3987 | 42.5789 | 42.8808 | 43.0505 | 43.0035 | 43.2166 | 43.4045 | 43.1862 | 42.612 | 42.5232 | 42.6381 | 42.8787 | 43.1909 | 43.6419 | 44.0962 | 44.68 | 44.5709 | 44.5805 | 44.8274 | 45.1171 | 45.189 | 45.1915 | 45.2313 | 44.7961 | 44.9767 | 44.3928 | 44.0413 | 44.4064 | 44.3564 | 44.1071 | 43.9867 | 44.4968 | 44.4341 | 44.7278 | 45.285 | 45.0313 | 45.6487 | 45.7314 | 45.7763 | 46.5224 | 47.5148 | 47.8399 | 47.7059 | 48.0021 | 48.4359 | 48.2554 | 48.1589 | 48.1 | 48.0308 | 48.2365 | 48.1154 | 47.5397 | 47.4712 | 47.6847 | 47.6523 | 47.0403
|  |  | ssp370 | BV-G44 | 69.312 | 68.8306 | 68.6233 | 68.8196 | 68.6009 | 68.7555 | 69.5773 | 69.8873 | 70.1334 | 69.8294 | 69.7651 | 70.514 | 70.4122 | 70.9597 | 71.4686 | 71.7421 | 71.9409 | 70.6294 | 70.0536 | 70.5795 | 70.563 | 71.3369 | 70.3668 | 71.2919 | 70.9807 | 70.7307 | 71.0677 | 71.0074 | 72.2156 | 71.9944 | 72.0647 | 72.3652 | 71.8615 | 72.5086 | 71.8701 | 73.257 | 73.7398 | 73.4335 | 73.331 | 72.8269 | 72.6033 | 72.4321 | 72.7163 | 72.315 | 73.2799 | 73.5493 | 72.5872 | 72.7395 | 72.9836 | 73.1406 | 73.1109 | 74.1695 | 74.7129 | 74.7273 | 75.4393 | 74.6097 | 74.7668 | 75.4912 | 76.1328 | 75.584 | 75.5792 | 75.6154 | 75.4488 | 74.8391 | 74.8795 | 75.4072 | 75.8154 | 76.1485 | 76.796 | 77.1012 | 78.0358 | 78.3057 | 78.482 | 78.5058 | 79.2091 | 79.0093 | 78.7374 | 78.6343 | 78.53 | 78.5412 | 77.3964 | 77.5702 | 77.8075 | 77.6207 | 77.9958 | 78.2095 | 79.1466 | 79.0834 | 80.135 | 80.7213 | 80.5471 | 81.5407 | 81.2724 | 81.5454 | 82.532 | 83.5736 | 83.9322 | 83.6634 | 84.0672 | 84.6819 | 84.2812 | 84.187 | 84.6472 | 84.6198 | 85.0763 | 85.7975 | 85.1982 | 84.5475 | 85.0566 | 84.7932 | 83.6264
|  |  | ssp370 | CH-G11 | 122.8982 | 121.8582 | 121.52 | 122.1081 | 122.5654 | 122.3642 | 123.5121 | 124.592 | 124.5052 | 124.3758 | 124.0839 | 125.2363 | 125.4008 | 126.2217 | 126.4509 | 126.7784 | 127.7778 | 126.1697 | 125.0326 | 125.6677 | 125.1153 | 126.2271 | 125.1124 | 125.8822 | 125.3091 | 125.5015 | 126.0531 | 126.371 | 128.036 | 127.932 | 128.3248 | 128.6115 | 128.0047 | 128.9682 | 128.3281 | 130.1576 | 130.4214 | 130.0768 | 128.9597 | 128.0636 | 127.6116 | 127.6903 | 128.4407 | 127.8759 | 129.6179 | 130.2198 | 129.1613 | 129.7371 | 130.3668 | 130.8586 | 131.0417 | 132.9187 | 133.8135 | 133.8164 | 135.1018 | 133.2637 | 133.5327 | 134.6537 | 134.9429 | 133.944 | 133.8094 | 133.879 | 133.1607 | 132.0165 | 131.5944 | 132.2746 | 133.2432 | 133.5849 | 134.5211 | 135.4221 | 136.4651 | 136.8392 | 136.5642 | 136.7713 | 137.31 | 137.2203 | 137.1254 | 137.3986 | 137.1606 | 137.355 | 135.8465 | 136.0088 | 136.5867 | 136.7079 | 137.1822 | 137.9209 | 139.4989 | 139.081 | 139.7298 | 140.5095 | 140.3268 | 141.7971 | 142.1803 | 142.6541 | 144.0848 | 146.1399 | 146.6499 | 146.5498 | 147.5421 | 149.5776 | 149.5791 | 149.4289 | 150.1337 | 149.6246 | 150.6909 | 152.266 | 150.8096 | 150.2157 | 151.2898 | 150.6988 | 148.44
|  |  | ssp370 | CS-G34 | 43.4436 | 43.2879 | 42.8591 | 42.7508 | 42.9669 | 42.6655 | 43.1497 | 43.5372 | 43.5275 | 43.5372 | 43.4053 | 43.9625 | 44.0996 | 44.4355 | 44.9286 | 44.8145 | 45.4479 | 44.7236 | 44.1576 | 44.3773 | 44.2925 | 44.5614 | 43.9179 | 44.1953 | 44.1564 | 44.0121 | 44.405 | 44.3056 | 45.0641 | 45.3509 | 45.7452 | 46.1827 | 46.301 | 46.6617 | 46.3463 | 47.1066 | 47.4206 | 47.4083 | 47.541 | 47.5021 | 47.4602 | 47.3982 | 47.3013 | 46.8581 | 47.2525 | 47.2634 | 46.8912 | 47.0789 | 47.2039 | 47.1046 | 47.0097 | 47.3009 | 47.739 | 47.8257 | 48.1928 | 48.3261 | 48.9201 | 49.6757 | 49.7969 | 49.3817 | 49.4233 | 49.3252 | 49.4442 | 48.9567 | 49.224 | 49.7161 | 49.8599 | 49.8474 | 49.982 | 50.3958 | 51.0579 | 51.3719 | 51.8198 | 51.724 | 51.8023 | 51.8392 | 51.6263 | 51.4544 | 51.1121 | 51.1254 | 50.5416 | 50.5469 | 50.9616 | 50.8446 | 51.2444 | 51.4235 | 52.2055 | 52.2699 | 52.7931 | 53.4736 | 53.5563 | 54.0592 | 53.8297 | 53.9859 | 54.2453 | 55.0726 | 55.7975 | 55.3749 | 55.4111 | 55.5531 | 55.5058 | 55.4034 | 55.8984 | 55.8642 | 55.9052 | 56.2803 | 55.87 | 55.5602 | 55.5692 | 55.5899 | 55.3867
|  |  | ssp370 | CV-G65 | 31.8687 | 31.6586 | 31.5756 | 31.7285 | 31.6764 | 31.5798 | 31.8621 | 32.0476 | 32.1813 | 32.2049 | 32.2218 | 32.5064 | 32.5856 | 32.782 | 32.794 | 32.9529 | 33.1802 | 32.6564 | 32.4067 | 32.4802 | 32.3282 | 32.7201 | 32.3059 | 32.3661 | 32.2185 | 32.2979 | 32.5072 | 32.5103 | 33.0938 | 33.1047 | 33.155 | 33.3418 | 33.1615 | 33.4476 | 33.343 | 33.8242 | 33.9873 | 33.8815 | 33.7611 | 33.4048 | 33.2433 | 33.1658 | 33.3037 | 33.0766 | 33.4487 | 33.6244 | 33.4143 | 33.5896 | 33.6027 | 33.7086 | 33.7386 | 34.3371 | 34.7971 | 34.7906 | 35.2064 | 35.0722 | 35.2926 | 35.5878 | 35.6804 | 35.6991 | 35.7664 | 35.7353 | 35.4797 | 35.1099 | 35.0105 | 35.1246 | 35.2788 | 35.3869 | 35.7037 | 36.0645 | 36.3255 | 36.4024 | 36.3899 | 36.6197 | 36.8547 | 36.834 | 36.9231 | 36.9116 | 36.5309 | 36.4627 | 35.9206 | 35.8872 | 36.0725 | 36.1107 | 36.051 | 36.043 | 36.3511 | 36.1851 | 36.3637 | 36.9134 | 36.8801 | 37.349 | 37.4056 | 37.5573 | 38.0034 | 38.6281 | 38.9811 | 39.1326 | 39.3707 | 39.9683 | 39.8626 | 39.7614 | 39.941 | 39.8092 | 40.0668 | 40.3471 | 39.9237 | 39.6522 | 39.7015 | 39.5891 | 38.9494
|  |  | ssp370 | DM-G6 | 173.6611 | 172.9838 | 172.9744 | 173.9184 | 174.9608 | 174.9951 | 176.1402 | 177.0278 | 177.1561 | 176.7358 | 176.0341 | 177.5564 | 177.7364 | 178.2183 | 178.5608 | 178.7324 | 179.8189 | 177.6796 | 176.1754 | 175.9652 | 175.9497 | 177.0977 | 175.2495 | 176.1097 | 175.9793 | 176.5988 | 177.2597 | 178.3571 | 180.6243 | 181.2047 | 182.5264 | 182.5261 | 181.81 | 183.5871 | 182.7381 | 184.5715 | 185.4135 | 184.7766 | 181.9932 | 181.6937 | 180.6641 | 180.5283 | 181.7201 | 181.7693 | 184.0261 | 184.7419 | 184.3309 | 184.2691 | 185.9091 | 186.6661 | 186.7289 | 189.3797 | 190.4917 | 190.614 | 191.5117 | 188.8951 | 188.9723 | 190.2856 | 190.8548 | 189.4372 | 189.5246 | 189.5173 | 188.5569 | 187.2432 | 186.1624 | 187.7853 | 189.3523 | 190.3671 | 191.1011 | 192.6112 | 194.5794 | 195.0488 | 194.6283 | 194.2553 | 195.4422 | 195.3872 | 194.9946 | 194.5472 | 193.8984 | 195.3035 | 192.4327 | 192.0411 | 193.6876 | 193.8071 | 196.1527 | 196.7035 | 199.7339 | 199.2922 | 201.0911 | 202.4824 | 201.4253 | 204.1779 | 204.6398 | 204.7489 | 206.4876 | 208.8607 | 209.6385 | 208.606 | 210.4439 | 212.8976 | 213.0657 | 212.6131 | 213.1013 | 211.977 | 213.3649 | 215.6328 | 213.931 | 213.2074 | 215.3934 | 214.0298 | 211.4812
|  |  | ssp370 | EL-G40 | 73.6638 | 72.9902 | 72.7749 | 72.3671 | 73.0339 | 72.6733 | 73.3065 | 73.8497 | 74.1135 | 74.1456 | 73.364 | 74.0377 | 74.3468 | 74.8682 | 75.5386 | 75.3518 | 76.2295 | 75.2764 | 74.2838 | 74.3837 | 74.0425 | 74.6659 | 73.7834 | 74.2939 | 74.1979 | 74.044 | 74.2999 | 74.3069 | 75.1935 | 75.384 | 76.0727 | 76.7099 | 76.696 | 77.2949 | 76.7883 | 77.5558 | 78.1055 | 78.099 | 78.0016 | 78.0832 | 78.2401 | 78.1637 | 78.1988 | 77.7513 | 78.5193 | 78.7807 | 78.1534 | 78.2867 | 78.491 | 78.1726 | 77.8628 | 78.7651 | 79.1907 | 79.2419 | 80.0086 | 79.7095 | 79.8909 | 81.1145 | 81.3171 | 80.6477 | 80.7248 | 81.0305 | 80.6645 | 80.2666 | 80.549 | 80.7848 | 81.1003 | 81.4631 | 81.8401 | 82.4421 | 83.4097 | 83.8519 | 84.147 | 84.188 | 83.9402 | 84.2016 | 84.3131 | 84.1916 | 83.8264 | 83.504 | 82.5396 | 82.6936 | 83.3105 | 82.9113 | 83.2958 | 83.8252 | 84.7416 | 84.7194 | 85.5561 | 86.2904 | 86.5396 | 87.3994 | 86.9798 | 87.0215 | 87.6277 | 88.966 | 89.6704 | 88.7534 | 88.814 | 88.8658 | 88.7362 | 88.5882 | 89.2699 | 89.187 | 89.3553 | 89.9649 | 89.0287 | 88.49 | 88.9948 | 88.7175 | 88.4156
|  |  | ssp370 | SB-G91 | 55.985 | 55.4974 | 55.2932 | 55.2328 | 55.2205 | 54.8138 | 55.3154 | 55.7186 | 55.7978 | 55.6757 | 55.5014 | 55.8243 | 56.101 | 56.2799 | 56.7361 | 56.8439 | 57.624 | 56.7429 | 56.0513 | 56.2387 | 56.1272 | 56.9878 | 56.1164 | 56.4361 | 56.5651 | 56.437 | 56.6053 | 56.4303 | 57.7728 | 57.8013 | 58.0955 | 58.5813 | 58.3312 | 58.8961 | 58.4152 | 59.3938 | 59.8633 | 59.5867 | 59.3867 | 58.7409 | 58.5007 | 58.3015 | 58.2992 | 57.9841 | 58.7915 | 58.8029 | 57.954 | 58.0547 | 58.2538 | 58.405 | 58.3416 | 59.0496 | 59.8728 | 60.0701 | 60.6416 | 60.215 | 61.0783 | 61.9729 | 62.1318 | 61.8205 | 61.71 | 61.6063 | 61.5646 | 60.8409 | 60.7684 | 60.5069 | 60.5256 | 60.6046 | 60.6898 | 61.2882 | 61.9756 | 62.0222 | 62.2791 | 62.4016 | 62.8166 | 62.6458 | 62.6005 | 62.6708 | 62.1906 | 62.1993 | 61.1811 | 61.004 | 61.4239 | 61.2911 | 61.6798 | 62.0388 | 62.9004 | 63.3354 | 64.2434 | 64.9255 | 64.7548 | 65.2808 | 65.3735 | 65.5862 | 66.0449 | 66.6285 | 66.829 | 66.4264 | 66.2843 | 66.6494 | 66.4198 | 66.398 | 67.4206 | 67.3324 | 67.8733 | 68.5702 | 68.0809 | 67.677 | 68.3533 | 68.4963 | 67.7949
|  |  | ssp370 | SH-G35 | 129.6002 | 128.583 | 127.9921 | 127.6627 | 128.2851 | 127.7874 | 128.9295 | 129.7182 | 129.7711 | 129.9966 | 129.3603 | 130.1962 | 130.5495 | 131.8059 | 132.7089 | 132.8178 | 134.1417 | 132.434 | 131.4416 | 132.0999 | 131.9135 | 132.5816 | 131.1939 | 132.1306 | 131.5257 | 131.7204 | 131.7164 | 131.653 | 133.6761 | 133.7621 | 134.244 | 135.1324 | 134.6781 | 135.7318 | 134.8236 | 136.3641 | 136.7685 | 137.1113 | 136.8071 | 136.0228 | 135.9646 | 136.2751 | 136.0729 | 135.7128 | 137.449 | 137.6668 | 136.1399 | 136.4724 | 137.0314 | 136.8162 | 136.9539 | 138.1999 | 138.8409 | 138.9373 | 140.0525 | 139.2103 | 139.4386 | 141.5688 | 142.1852 | 140.6412 | 140.5489 | 140.6567 | 140.5866 | 139.5439 | 139.7369 | 140.089 | 140.1989 | 141.2317 | 141.6882 | 142.2566 | 144.2538 | 145.3058 | 145.6172 | 145.4269 | 145.6964 | 145.8812 | 146.0725 | 145.8723 | 145.4357 | 145.6722 | 144.3854 | 144.3948 | 145.0316 | 145.2765 | 146.086 | 146.1089 | 148.0166 | 147.9127 | 149.7289 | 151.0053 | 151.0559 | 152.6617 | 152.0415 | 152.5512 | 153.2218 | 155.287 | 156.3511 | 155.1094 | 155.8311 | 156.7883 | 156.0575 | 155.7868 | 156.5793 | 156.3326 | 156.4393 | 157.5308 | 156.2451 | 155.6346 | 156.3186 | 155.6291 | 153.99
|  |  | ssp370 | TH-G16 | 79.1458 | 78.7062 | 78.5726 | 78.3142 | 78.6693 | 78.2349 | 78.8157 | 79.8863 | 79.8657 | 79.9705 | 79.3348 | 80.022 | 80.2186 | 80.9009 | 81.5917 | 81.6417 | 82.4771 | 81.1601 | 80.0962 | 80.631 | 80.3546 | 80.9309 | 79.9432 | 80.4102 | 80.1491 | 80.1136 | 80.2521 | 80.2089 | 81.6143 | 81.6758 | 82.1548 | 82.7264 | 82.6512 | 83.2621 | 82.7615 | 83.8477 | 84.2446 | 84.4324 | 84.4318 | 83.9391 | 84.2072 | 84.0198 | 84.0738 | 83.7903 | 84.8591 | 85.22 | 84.1051 | 84.3277 | 84.5805 | 84.4914 | 84.5099 | 85.5492 | 86.315 | 86.1581 | 86.9863 | 86.6014 | 86.3336 | 87.6761 | 87.7841 | 86.7654 | 86.823 | 87.2869 | 87.0278 | 86.2725 | 86.6787 | 86.5681 | 86.6231 | 87.4573 | 88.0047 | 88.767 | 90.1209 | 90.6019 | 90.7603 | 90.65 | 90.7338 | 90.9649 | 91.2972 | 91.1637 | 90.8338 | 90.76 | 89.8244 | 89.835 | 90.3615 | 90.1819 | 90.4936 | 90.8192 | 91.8669 | 91.9175 | 93.0323 | 93.8131 | 93.8591 | 94.8418 | 94.3492 | 94.4769 | 95.1023 | 96.5379 | 97.1931 | 96.4379 | 96.7658 | 97.2952 | 97.3702 | 97.3155 | 98.0419 | 98.1164 | 98.0719 | 98.7756 | 97.7067 | 97.1126 | 97.6088 | 97.4007 | 96.5834
|  |  | ssp585 | BV-G43 | 38.7157 | 38.6316 | 38.4644 | 38.6718 | 38.8148 | 38.7527 | 39.2244 | 39.6242 | 39.8424 | 39.9525 | 39.831 | 40.1802 | 40.1379 | 40.4305 | 40.3854 | 40.3238 | 40.675 | 40.0609 | 39.6953 | 39.8251 | 39.7404 | 40.2111 | 39.7566 | 39.9707 | 39.762 | 40.7197 | 40.9338 | 40.9021 | 40.6328 | 41.9039 | 41.8326 | 42.4585 | 42.1838 | 42.0555 | 41.2699 | 43.2888 | 44.7051 | 44.9076 | 45.1301 | 45.2667 | 44.2419 | 44.6724 | 44.6642 | 45.2596 | 45.3274 | 44.8813 | 43.2461 | 42.0771 | 41.9344 | 42.0934 | 42.0548 | 41.3158 | 41.9708 | 41.5201 | 41.0618 | 41.5005 | 42.734 | 43.005 | 42.8273 | 43.4419 | 43.4561 | 44.491 | 45.777 | 45.5773 | 46.0566 | 46.1286 | 46.7374 | 45.968 | 45.6489 | 46.9403 | 46.2334 | 46.0291 | 44.6095 | 45.2086 | 46.5611 | 46.2675 | 46.3448 | 46.2821 | 46.6555 | 47.2115 | 46.9987 | 48.3336 | 50.9285 | 51.761 | 50.9961 | 49.1902 | 50.697 | 51.127 | 51.1557 | 52.217 | 52.1435 | 52.0992 | 51.2231 | 48.7269 | 48.8594 | 49.012 | 49.1058 | 47.9079 | 47.2408 | 47.6819 | 47.2152 | 48.4796 | 48.3741 | 48.5476 | 48.567 | 49.7352 | 50.294 | 52.3319 | 52.1371 | 53.1051 | 53.651
|  |  | ssp585 | BV-G44 | 69.312 | 68.8306 | 68.6233 | 68.8196 | 68.6009 | 68.7555 | 69.5773 | 69.8873 | 70.1334 | 69.8294 | 69.7651 | 70.514 | 70.4122 | 70.9597 | 71.4686 | 71.7421 | 71.9409 | 70.6294 | 70.0536 | 70.5795 | 70.563 | 71.3369 | 70.3668 | 71.2919 | 70.9807 | 71.5962 | 71.8306 | 71.0426 | 70.638 | 70.3521 | 70.1558 | 71.7454 | 72.4686 | 72.3895 | 71.156 | 73.5981 | 75.6294 | 76.0214 | 76.929 | 77.5684 | 77.7231 | 79.3937 | 79.1414 | 79.5987 | 80.0355 | 78.5771 | 77.016 | 75.483 | 75.0809 | 75.035 | 75.4485 | 74.1422 | 73.5107 | 72.6604 | 72.1617 | 72.2837 | 74.2352 | 74.8367 | 74.6561 | 75.6567 | 75.831 | 76.2756 | 77.9519 | 78.3797 | 78.9334 | 78.7601 | 79.5201 | 77.853 | 76.8848 | 78.5426 | 77.3268 | 77.4872 | 75.8521 | 77.9466 | 79.3086 | 79.0416 | 79.6851 | 79.5673 | 80.3432 | 81.6741 | 81.8248 | 83.8883 | 86.9744 | 88.2275 | 86.4815 | 85.0221 | 86.3057 | 86.4873 | 88.167 | 90.0406 | 89.8688 | 89.96 | 88.7674 | 85.0084 | 84.8266 | 85.8994 | 85.752 | 85.2954 | 84.3968 | 84.1049 | 83.3576 | 85.199 | 84.135 | 84.5299 | 85.245 | 88.2594 | 87.4046 | 91.0387 | 90.7381 | 93.0653 | 94.3546
|  |  | ssp585 | CH-G11 | 122.8982 | 121.8582 | 121.52 | 122.1081 | 122.5654 | 122.3642 | 123.5121 | 124.592 | 124.5052 | 124.3758 | 124.0839 | 125.2363 | 125.4008 | 126.2217 | 126.4509 | 126.7784 | 127.7778 | 126.1697 | 125.0326 | 125.6677 | 125.1153 | 126.2271 | 125.1124 | 125.8822 | 125.3091 | 128.469 | 128.1877 | 126.1319 | 124.4786 | 124.4019 | 124.3306 | 126.4291 | 127.5999 | 126.6909 | 126.4966 | 130.6423 | 133.6053 | 134.3958 | 135.3088 | 135.8386 | 135.8701 | 138.3887 | 137.6988 | 138.4725 | 139.2129 | 137.0542 | 134.5099 | 132.2098 | 131.4507 | 132.4821 | 133.4642 | 131.7468 | 132.1194 | 130.4394 | 129.8485 | 129.5437 | 132.278 | 133.7607 | 132.9018 | 136.0784 | 136.1789 | 137.5955 | 139.4193 | 138.5462 | 139.2186 | 138.6514 | 139.8972 | 137.6201 | 135.5732 | 138.9068 | 135.4687 | 135.5388 | 132.1739 | 135.358 | 138.2815 | 137.5674 | 137.8824 | 138.724 | 139.5353 | 142.236 | 142.2332 | 144.678 | 148.9206 | 150.9437 | 148.5989 | 146.1188 | 148.311 | 149.622 | 150.7358 | 153.3268 | 152.9801 | 153.1403 | 151.5021 | 146.1413 | 145.8201 | 147.0487 | 146.7256 | 145.5584 | 143.7494 | 143.8445 | 144.4121 | 145.2712 | 143.4291 | 143.6455 | 145.2257 | 149.4537 | 149.2303 | 154.8838 | 155.2156 | 158.2035 | 159.3956
|  |  | ssp585 | CS-G34 | 43.4436 | 43.2879 | 42.8591 | 42.7508 | 42.9669 | 42.6655 | 43.1497 | 43.5372 | 43.5275 | 43.5372 | 43.4053 | 43.9625 | 44.0996 | 44.4355 | 44.9286 | 44.8145 | 45.4479 | 44.7236 | 44.1576 | 44.3773 | 44.2925 | 44.5614 | 43.9179 | 44.1953 | 44.1564 | 43.2599 | 43.1071 | 43.2087 | 43.5826 | 43.967 | 44.0731 | 45.3923 | 46.4407 | 46.4166 | 45.2824 | 47.2668 | 49.2307 | 49.3676 | 50.2417 | 50.7032 | 51.0254 | 51.5364 | 51.6214 | 51.1609 | 51.6928 | 51.8998 | 50.5804 | 49.6701 | 49.6674 | 49.4831 | 49.7846 | 49.2348 | 49.4451 | 48.6401 | 48.2557 | 48.757 | 49.6288 | 49.934 | 49.2888 | 50.3399 | 50.6938 | 51.0868 | 52.222 | 52.1648 | 52.6608 | 52.4799 | 53.1697 | 52.9901 | 53.4485 | 54.8031 | 53.9205 | 53.2524 | 52.6059 | 53.0484 | 53.7193 | 53.9426 | 54.6348 | 54.1757 | 55.149 | 55.2986 | 54.483 | 56.3087 | 59.8621 | 60.5256 | 59.8838 | 59.4303 | 59.8433 | 60.2442 | 61.845 | 62.8795 | 62.9766 | 63.5716 | 62.3622 | 59.2725 | 59.2686 | 60.3503 | 60.6623 | 60.5444 | 59.6497 | 58.8647 | 57.4807 | 59.3849 | 59.12 | 59.8058 | 60.3191 | 63.248 | 62.8878 | 65.1707 | 64.7741 | 66.3509 | 67.4988
|  |  | ssp585 | CV-G65 | 31.8687 | 31.6586 | 31.5756 | 31.7285 | 31.6764 | 31.5798 | 31.8621 | 32.0476 | 32.1813 | 32.2049 | 32.2218 | 32.5064 | 32.5856 | 32.782 | 32.794 | 32.9529 | 33.1802 | 32.6564 | 32.4067 | 32.4802 | 32.3282 | 32.7201 | 32.3059 | 32.3661 | 32.2185 | 32.8067 | 33.1046 | 32.884 | 32.4049 | 32.9912 | 32.742 | 33.7577 | 33.8312 | 33.8471 | 33.7665 | 35.156 | 36.5394 | 36.4753 | 36.5262 | 36.8008 | 36.7798 | 37.4264 | 37.426 | 37.5708 | 37.638 | 37.0809 | 36.0754 | 35.1579 | 35.1173 | 35.5001 | 35.5112 | 34.5099 | 34.82 | 34.2294 | 33.9509 | 34.0861 | 35.0495 | 35.2279 | 34.9395 | 35.2936 | 35.5043 | 36.3697 | 37.2988 | 37.1299 | 37.2592 | 37.3147 | 37.8377 | 37.2614 | 37.0399 | 38.0145 | 37.6979 | 37.5564 | 36.4549 | 37.0511 | 38.0383 | 37.9964 | 38.1892 | 38.1551 | 38.3134 | 38.9664 | 38.9328 | 39.7734 | 42.0011 | 42.4661 | 41.8877 | 40.9332 | 41.7458 | 41.9894 | 42.1965 | 43.2895 | 43.1611 | 43.1502 | 42.8062 | 40.4754 | 40.5681 | 40.8155 | 40.5861 | 40.0147 | 39.6989 | 40.037 | 39.369 | 40.1697 | 39.9846 | 39.9197 | 40.0261 | 41.2979 | 41.2493 | 43.1814 | 42.9865 | 43.9538 | 44.5103
|  |  | ssp585 | DM-G6 | 173.6611 | 172.9838 | 172.9744 | 173.9184 | 174.9608 | 174.9951 | 176.1402 | 177.0278 | 177.1561 | 176.7358 | 176.0341 | 177.5564 | 177.7364 | 178.2183 | 178.5608 | 178.7324 | 179.8189 | 177.6796 | 176.1754 | 175.9652 | 175.9497 | 177.0977 | 175.2495 | 176.1097 | 175.9793 | 180.9051 | 180.2166 | 176.9504 | 174.5782 | 175.7343 | 174.8463 | 177.5441 | 180.3513 | 178.7987 | 180.0152 | 184.465 | 188.4757 | 189.7549 | 189.7625 | 191.0088 | 191.2696 | 195.0904 | 192.8297 | 192.0041 | 195.3824 | 191.5553 | 190.0521 | 187.7477 | 186.7581 | 188.0131 | 190.3359 | 186.0289 | 186.1591 | 184.9679 | 186.6851 | 185.1143 | 188.5127 | 190.2711 | 189.2633 | 194.0255 | 193.6122 | 195.015 | 198.9899 | 197.824 | 198.9504 | 196.4759 | 197.5211 | 194.7114 | 191.2957 | 193.8172 | 189.1901 | 190.5488 | 184.5571 | 186.7131 | 190.8965 | 189.4908 | 190.4573 | 192.2739 | 194.1798 | 197.3587 | 200.1837 | 203.6736 | 208.2687 | 210.772 | 209.3632 | 206.0917 | 207.6576 | 208.119 | 210.8194 | 214.139 | 216.1627 | 215.0047 | 212.7974 | 205.5327 | 206.1477 | 208.2767 | 208.271 | 208.6926 | 208.8131 | 207.2083 | 207.5645 | 206.8961 | 204.4012 | 204.8956 | 208.4816 | 215.4453 | 214.1438 | 222.4463 | 222.7023 | 226.4708 | 227.5746
|  |  | ssp585 | EL-G40 | 73.6638 | 72.9902 | 72.7749 | 72.3671 | 73.0339 | 72.6733 | 73.3065 | 73.8497 | 74.1135 | 74.1456 | 73.364 | 74.0377 | 74.3468 | 74.8682 | 75.5386 | 75.3518 | 76.2295 | 75.2764 | 74.2838 | 74.3837 | 74.0425 | 74.6659 | 73.7834 | 74.2939 | 74.1979 | 74.657 | 74.4225 | 73.791 | 74.1711 | 74.9185 | 75.2456 | 76.8025 | 77.5177 | 77.268 | 76.0469 | 78.5421 | 81.1752 | 81.0965 | 82.5819 | 83.0364 | 82.984 | 83.8022 | 83.7948 | 83.7994 | 84.5257 | 84.5636 | 82.9182 | 80.9278 | 80.8992 | 80.6343 | 80.2198 | 79.5173 | 79.5095 | 78.8029 | 77.5574 | 77.9319 | 80.194 | 80.8128 | 80.2457 | 82.3191 | 82.7132 | 84.5706 | 86.2317 | 86.2631 | 86.6349 | 86.7515 | 87.357 | 85.5013 | 85.8648 | 87.5785 | 85.7954 | 85.5007 | 84.0398 | 84.2092 | 85.0555 | 85.1045 | 85.6799 | 86.1799 | 87.8251 | 88.0112 | 86.795 | 88.921 | 93.0474 | 93.7438 | 93.0979 | 91.8226 | 92.7201 | 93.2958 | 94.2143 | 95.737 | 95.95 | 97.5286 | 96.1911 | 91.7033 | 91.7112 | 93.1042 | 93.948 | 94.0865 | 93.0732 | 92.7805 | 91.5282 | 93.5994 | 92.3514 | 92.761 | 93.6583 | 96.5931 | 96.0711 | 98.6394 | 97.4365 | 99.685 | 100.3246
|  |  | ssp585 | SB-G91 | 55.985 | 55.4974 | 55.2932 | 55.2328 | 55.2205 | 54.8138 | 55.3154 | 55.7186 | 55.7978 | 55.6757 | 55.5014 | 55.8243 | 56.101 | 56.2799 | 56.7361 | 56.8439 | 57.624 | 56.7429 | 56.0513 | 56.2387 | 56.1272 | 56.9878 | 56.1164 | 56.4361 | 56.5651 | 55.8131 | 56.0041 | 55.2156 | 55.4546 | 55.961 | 56.5725 | 58.7807 | 59.1557 | 58.7777 | 58.2468 | 60.252 | 62.1606 | 61.8405 | 62.264 | 62.2106 | 63.0682 | 63.3696 | 62.5916 | 62.531 | 63.9727 | 63.1261 | 62.3577 | 61.0293 | 60.9909 | 61.7243 | 61.5986 | 59.5908 | 59.7775 | 58.9906 | 58.5048 | 58.2881 | 59.571 | 59.28 | 58.5919 | 59.6899 | 59.668 | 60.5559 | 62.5503 | 63.1465 | 63.7158 | 63.6163 | 63.9674 | 63.4597 | 63.3614 | 65.2966 | 64.2466 | 64.1632 | 63.09 | 62.9164 | 62.581 | 61.9075 | 62.4039 | 61.9407 | 62.824 | 63.6958 | 63.1279 | 65.2085 | 69.1367 | 70.1356 | 69.6315 | 69.2595 | 70.2623 | 70.386 | 71.537 | 72.1637 | 71.7426 | 72.2257 | 71.0496 | 66.6676 | 66.5716 | 67.2405 | 67.421 | 67.4971 | 67.4095 | 67.1477 | 66.5891 | 68.8682 | 68.3044 | 68.5126 | 69.381 | 71.8973 | 72.3296 | 76.1461 | 75.9035 | 77.0442 | 78.7623
|  |  | ssp585 | SH-G35 | 129.6002 | 128.583 | 127.9921 | 127.6627 | 128.2851 | 127.7874 | 128.9295 | 129.7182 | 129.7711 | 129.9966 | 129.3603 | 130.1962 | 130.5495 | 131.8059 | 132.7089 | 132.8178 | 134.1417 | 132.434 | 131.4416 | 132.0999 | 131.9135 | 132.5816 | 131.1939 | 132.1306 | 131.5257 | 131.6327 | 131.038 | 130.38 | 131.8121 | 132.7068 | 133.3631 | 136.354 | 137.6881 | 137.3508 | 135.3122 | 140.6322 | 145.1843 | 145.2902 | 146.6072 | 146.167 | 145.9967 | 146.7303 | 146.255 | 146.6556 | 147.8621 | 147.4855 | 143.8669 | 140.6569 | 140.5033 | 140.4879 | 140.8382 | 139.4261 | 139.4063 | 137.94 | 136.729 | 137.6336 | 140.8717 | 141.6763 | 140.5298 | 143.4846 | 143.9843 | 146.5078 | 150.1166 | 150.924 | 152.0032 | 151.7238 | 152.3075 | 149.9162 | 149.99 | 152.8986 | 150.0885 | 149.1148 | 145.7433 | 145.6113 | 146.3784 | 145.9482 | 146.5187 | 146.7988 | 148.749 | 149.4733 | 148.7173 | 153.2496 | 158.2388 | 160.5823 | 159.494 | 157.6673 | 159.0198 | 160.5193 | 163.0597 | 166.3192 | 166.2321 | 167.556 | 163.886 | 158.9191 | 158.4228 | 159.4324 | 159.9895 | 159.1002 | 156.5274 | 155.5037 | 152.1831 | 156.3995 | 154.3446 | 155.208 | 156.5154 | 161.4279 | 161.4377 | 165.9706 | 165.8349 | 169.6942 | 170.3075
|  |  | ssp585 | TH-G16 | 79.1458 | 78.7062 | 78.5726 | 78.3142 | 78.6693 | 78.2349 | 78.8157 | 79.8863 | 79.8657 | 79.9705 | 79.3348 | 80.022 | 80.2186 | 80.9009 | 81.5917 | 81.6417 | 82.4771 | 81.1601 | 80.0962 | 80.631 | 80.3546 | 80.9309 | 79.9432 | 80.4102 | 80.1491 | 80.9797 | 80.849 | 80.5237 | 81.3369 | 81.8597 | 82.4057 | 83.7129 | 84.1666 | 84.0583 | 83.0042 | 86.32 | 89.0988 | 89.0733 | 90.0624 | 90.1024 | 89.9208 | 90.3677 | 90.0732 | 90.3494 | 90.9413 | 90.89 | 88.6626 | 86.236 | 86.143 | 86.2114 | 86.6934 | 86.2164 | 86.0693 | 85.7201 | 84.9824 | 85.6618 | 87.5153 | 87.8659 | 87.5602 | 89.4455 | 89.4727 | 90.6764 | 92.2029 | 92.5988 | 93.0615 | 92.9312 | 93.3468 | 91.9475 | 91.901 | 93.7414 | 92.1754 | 92.1919 | 90.0196 | 91.1721 | 92.8412 | 92.6994 | 93.3293 | 93.8909 | 95.4708 | 96.3064 | 95.5602 | 98.3196 | 101.0426 | 102.272 | 101.4392 | 99.5238 | 100.2189 | 101.1136 | 101.8309 | 103.2525 | 103.1597 | 104.2093 | 102.0112 | 98.9779 | 99.4955 | 100.2328 | 100.8074 | 101.1085 | 99.7031 | 99.5513 | 97.8999 | 100.3511 | 99.4872 | 100.1538 | 100.6484 | 103.3395 | 102.9491 | 105.8796 | 105.4235 | 107.7508 | 108.8609
Trends
CAGR (OH Spacer) | CAGR (CIC) | Average | scenario | ref_id | 2028 | 2029 | 2030 | 2031 | 2032 | 2033 | 2034 | 2035 | 2036 | 2037 | 2038 | 2039 | 2040 | 2041 | 2042 | 2043 | 2044 | 2045 | 2046 | 2047 | 2048 | 2049 | 2050 | 2051 | 2052 | 2053 | 2054 | 2055 | 2056 | 2057 | 2058 | 2059 | 2060 | 2061 | 2062 | 2063 | 2064 | 2065 | 2066 | 2067 | 2068 | 2069 | 2070 | 2071 | 2072 | 2073 | 2074 | 2075 | 2076 | 2077 | 2078 | 2079 | 2080 | 2081 | 2082 | 2083 | 2084 | 2085 | 2086 | 2087 | 2088 | 2089 | 2090 | 2091 | 2092 | 2093 | 2094 | 2095
0.09247% | 0.06069% | 0.1075% | ssp126 | BV-G43 | 0.6345% | -1.311% | -0.3734% | -1.239% | 1.309% | -0.4207% | 0.8009% | 1.906% | 0.2161% | 0.3527% | 0.7516% | 0.07869% | 0.5106% | 0.7579% | 0.1277% | -1.045% | 0.9656% | -0.1374% | -1.327% | -0.1966% | 0.8021% | 0.8458% | 2.1% | -0.02388% | -0.8017% | 0.5302% | 0.5931% | -0.5222% | -0.7834% | 0.1721% | 1.4% | -0.4216% | 0.06909% | -1.996% | -0.6154% | 1.182% | -0.4376% | 0.8581% | 0.3785% | 0.16% | 0.3266% | -0.7636% | 0.4259% | -0.6389% | 0.2289% | -0.05191% | -0.3216% | 1.041% | -0.4804% | -0.8838% | 0.5942% | 0.266% | -0.5883% | -0.02274% | -0.7736% | -0.04934% | 0.4439% | 0.2061% | 0.1309% | 0.09316% | 1.394% | 0.3832% | 0.2291% | 0.636% | -0.7637% | 0.132% | 0.2995% | 0.2521%
0.08926% | 0.04456% | 0.1079% | ssp126 | BV-G44 | 0.8216% | -1.017% | 0.1988% | -1.302% | 1.317% | -0.4608% | -0.331% | 1.248% | 0.4274% | 0.4207% | 0.06352% | 0.1925% | 0.2429% | -0.5607% | 0.6546% | -1.042% | 1.517% | 0.9695% | -1.007% | 0.1887% | 0.6144% | 0.9971% | 1.41% | 0.3036% | -0.1373% | 0.2975% | 0.7667% | -0.7926% | -1.499% | 0.6% | 0.3422% | -0.5635% | 0.4032% | -1.847% | -0.6091% | 1.318% | -0.3148% | 0.114% | 0.5754% | 0.3843% | 0.3241% | -0.4506% | 0.9446% | -0.8214% | 0.3523% | 0.2236% | -0.4055% | 0.6685% | -0.1684% | -0.8198% | 0.2977% | -0.3738% | -0.207% | -0.157% | -0.9143% | 0.03144% | 0.5354% | 0.4919% | -0.2675% | -0.6588% | 0.9074% | 0.9484% | 0.3162% | 0.7402% | -0.3294% | 0.2427% | 0.3385% | -0.1847%
0.06802% | 0.0369% | 0.09002% | ssp126 | CH-G11 | 0.9789% | -0.6836% | -0.2539% | -1.138% | 0.9208% | -0.2259% | -0.1778% | 1.285% | 0.1822% | -0.07832% | -0.1951% | 0.3441% | 0.4806% | -0.2579% | 0.2844% | -1.341% | 1.138% | 1% | -0.9189% | 0.3405% | 0.8645% | 1.201% | 0.8729% | 0.2824% | -0.2562% | 0.08954% | 1.368% | -0.8954% | -1.406% | 0.4793% | 0.4517% | -0.4802% | -0.2558% | -1.377% | -0.7643% | 1.296% | -0.142% | 0.07774% | 0.8858% | 0.08386% | 0.2195% | -0.3815% | 0.9195% | -0.3155% | 0.1182% | 0.07608% | -0.4652% | 0.8101% | -0.5389% | -0.8693% | 0.2269% | 0.01365% | -0.4376% | 0.07041% | -0.4211% | 0.05796% | 0.5607% | 0.3063% | -0.2852% | 0.01846% | 0.842% | 0.7831% | -0.04383% | 1.253% | -0.4727% | 0.4906% | 0.61% | -0.01514%
0.1014% | 0.06807% | 0.1085% | ssp126 | CS-G34 | 0.2328% | -1.667% | -0.06456% | -0.4707% | 1.496% | -1.145% | -0.05645% | 2.223% | 1.589% | 0.2739% | 0.343% | 0.7192% | 0.6233% | -0.682% | -0.1181% | -1.537% | 1.84% | -0.02528% | -1.232% | -1.241% | 0.3028% | 0.84% | 1.331% | -0.3336% | -0.3048% | 0.02601% | 0.2507% | -0.8593% | -0.7214% | -0.5035% | 1.221% | -0.08696% | 0.5437% | -2.003% | 0.147% | 1.038% | 0.5117% | 0.7945% | 0.3947% | 0.4822% | 1.375% | -0.7672% | -0.2936% | -0.3021% | 0.3521% | -0.1537% | 0.7163% | 0.4052% | -0.09875% | -0.2866% | 0.1312% | -0.9251% | -0.5014% | 0.4404% | -0.9163% | 0.8455% | 0.2099% | -0.26% | 0.541% | -0.2363% | 0.2588% | 1.19% | 0.9426% | 1.161% | 0.2016% | 0.1436% | -0.4687% | -0.1947%
0.08234% | 0.09098% | 0.097% | ssp126 | CV-G65 | 0.6296% | -0.7143% | -0.6128% | -1.609% | 1.393% | -0.1655% | -0.3377% | 1.852% | 0.331% | 0.4192% | 0.6757% | 0.2398% | 0.1574% | 0.2709% | 0.7446% | -0.9384% | 1.168% | 0.53% | -1.51% | 0.2102% | 0.9553% | 0.6112% | 1.681% | 0.1244% | -0.3953% | 0.2484% | 0.633% | -0.4319% | -0.888% | 0.2134% | 0.7828% | -0.1117% | 0.32% | -1.72% | -0.5065% | 1.046% | -0.3758% | 0.3012% | 0.3505% | 0.3289% | 0.572% | -0.3992% | -0.4469% | -1.09% | 0.3441% | 0.04346% | -0.3658% | 0.8611% | 0.1397% | -0.6819% | 0.375% | 0.4116% | -0.4415% | 0.9695% | -0.1623% | -0.2422% | 0.5522% | 0.4224% | -0.1071% | -0.4417% | 0.9161% | 0.5375% | -0.3106% | 0.5773% | -1.193% | 0.3772% | 0.3655% | 0.2657%
0.04167% | 0.02351% | 0.0704% | ssp126 | DM-G6 | 1.296% | -0.6529% | -0.2733% | -0.8402% | 0.3949% | -0.4615% | -0.1356% | 0.9451% | 0.7929% | -0.1767% | 0.4359% | -0.02463% | 0.6454% | -1.235% | 0.3214% | -1.171% | 1.253% | 0.5476% | -0.7792% | -0.3735% | 0.9347% | 0.4647% | 0.7113% | -0.1237% | 0.5273% | -0.3523% | 1.434% | -1.277% | -0.9052% | 0.9173% | 0.5562% | 0.03597% | 0.2844% | -0.6059% | -0.4197% | 0.4839% | 0.2646% | -0.2479% | 0.7885% | -0.05306% | -0.4139% | -0.2478% | 0.2904% | 0.01334% | -0.5025% | -0.04124% | 0.2838% | 0.5204% | -0.1285% | -0.7591% | 0.1875% | -0.08358% | 0.09611% | -0.1566% | -0.8507% | 0.5605% | 1.085% | 0.214% | -0.2635% | -0.3962% | 0.6712% | 0.7882% | 0.6046% | 1.013% | 0.021% | 0.3791% | 0.802% | -0.5873%
0.08958% | 0.06712% | 0.1058% | ssp126 | EL-G40 | 0.7384% | -0.745% | 0.02023% | -0.4869% | 1.26% | -1.285% | 0.1631% | 1.136% | 1.276% | 0.1902% | 0.4587% | 0.4779% | 0.1054% | -0.5644% | -0.218% | -1.149% | 1.843% | -0.112% | -0.6057% | -0.7991% | 0.5169% | 0.7211% | 0.762% | -0.02934% | 0.322% | 0.1343% | 0.2065% | -0.9317% | -0.6387% | -0.3533% | 0.7155% | -0.456% | 0.8252% | -1.599% | 0.07035% | 0.6137% | 0.5531% | 0.7292% | 0.55% | 0.08112% | 0.6675% | -0.2824% | 0.4939% | -0.6556% | 0.3733% | -0.2036% | 0.08443% | 0.3622% | -0.2292% | -0.08202% | 0.3513% | -0.3938% | -0.3173% | -0.2546% | -0.767% | 0.9123% | 0.5819% | -0.06767% | 0.2114% | -0.1236% | 0.01133% | 0.8052% | 0.7234% | 0.9441% | -0.04938% | -0.1081% | -0.2156% | -0.5412%
0.08023% | 0.04474% | 0.1015% | ssp126 | SB-G91 | 0.9198% | -1.865% | 0.06781% | -1.154% | 1.361% | -0.4827% | 0.1899% | 1.162% | 0.9998% | 0.7801% | 0.3097% | 0.3918% | 0.211% | -0.6247% | 0.908% | -1.386% | 1.032% | 0.7381% | -0.8632% | -0.2883% | 0.7438% | 1.284% | 1.082% | 0.03512% | -0.2732% | -0.006788% | 0.5324% | -0.7452% | -1.571% | 0.1448% | 0.6726% | -1.266% | -0.1683% | -1.82% | -0.5594% | 1.046% | -0.08775% | 0.6307% | 0.8598% | 0.5984% | 0.2052% | -0.5392% | 0.4319% | -0.1165% | 0.6451% | 0.1505% | 0.4514% | 0.5146% | -0.08709% | -1.003% | 0.6916% | 0.0247% | -0.6576% | 0.3018% | -0.8291% | -0.1705% | 1.029% | 0.8342% | -0.2776% | -0.7847% | 1.383% | 0.1909% | 0.3798% | 1.152% | -0.2672% | 0.4526% | 0.287% | 0.1384%
0.09333% | 0.06261% | 0.1057% | ssp126 | SH-G35 | 0.5591% | -0.2615% | -0.08857% | -0.7656% | 1.441% | -1.001% | 0.2862% | 1.222% | 1.231% | 0.2113% | 0.2654% | 0.476% | 0.09156% | -0.2415% | 0.08885% | -1.259% | 1.601% | 0.03977% | -0.5921% | -0.7469% | 0.4061% | 0.9071% | 1.015% | -0.03309% | -0.1908% | 0.324% | 0.5622% | -1.2% | -0.9517% | 0.106% | 0.8762% | -0.3607% | 0.5547% | -1.588% | -0.3175% | 0.7036% | 0.06944% | 0.4947% | 0.848% | 0.1963% | 0.2419% | -0.4407% | 0.4662% | -0.595% | 0.01405% | 0.1388% | 0.1622% | 0.2947% | -0.3836% | -0.4412% | 0.3537% | -0.2258% | -0.3893% | -0.2013% | -0.6497% | 0.803% | 0.3959% | 0.1636% | 0.282% | -0.1884% | 0.3012% | 0.8585% | 0.6011% | 0.7177% | 0.2096% | 0.1161% | -0.1225% | -0.2145%
0.08934% | 0.05512% | 0.1024% | ssp126 | TH-G16 | 0.574% | -0.2981% | 0.145% | -0.8421% | 1.342% | -1.46% | 0.2716% | 1.097% | 1.208% | 0.0962% | 0.4476% | 0.4802% | 0.081% | -0.6213% | -0.2168% | -1.328% | 1.902% | -0.2181% | -0.735% | -0.8217% | 0.361% | 0.6677% | 0.8189% | 0.1544% | -0.1584% | 0.3322% | 0.4936% | -1.031% | -0.6804% | 0.1106% | 1.397% | -0.1661% | 0.8079% | -1.292% | -0.4406% | 0.9353% | -0.1145% | 0.82% | 0.6767% | 0.1657% | 0.5005% | -0.747% | 0.3402% | -0.5473% | -0.111% | 0.3487% | 0.06429% | 0.5803% | -0.4135% | -0.3566% | 0.2336% | -0.346% | -0.5523% | -0.2116% | -0.889% | 0.8919% | 0.2831% | 0.1% | 0.4324% | -0.1805% | 0.2902% | 0.9571% | 0.5803% | 0.7679% | 0.0889% | 0.1648% | 0.009169% | -0.2552%
0.0662% | 0.05991% | 0.09078% | ssp245 | BV-G43 | 1.053% | 0.7818% | 0.05198% | -0.5091% | 2.252% | -0.8096% | -0.1346% | 0.3316% | -0.6722% | 0.0959% | 0.6201% | -0.9438% | -0.43% | 0.8987% | 0.8363% | -1.206% | 1.146% | 0.7037% | 0.3147% | 1.618% | -0.4964% | -0.3185% | 0.9254% | 0.4712% | -0.318% | 0.5375% | 0.3153% | -0.7252% | -0.7922% | -1.26% | -1.145% | 0.8321% | -0.7368% | -1.011% | 0.9123% | 0.7824% | -1.376% | -0.839% | 0.004187% | 0.5323% | 1.059% | 1.306% | -0.1401% | 0.7904% | 0.5057% | -0.3931% | -1.155% | 0.3367% | -0.03223% | 0.5867% | 0.5608% | -0.8192% | -0.9644% | 0.1042% | -0.4194% | 0.9135% | 0.3718% | 0.9213% | 0.4594% | 0.1979% | -0.7859% | -1.176% | 1.03% | 1.134% | 0.2935% | 1.825% | -0.7434% | -0.4605%
0.03331% | 0.03222% | 0.05176% | ssp245 | BV-G44 | 0.769% | 0.01117% | 0.1292% | -0.5399% | 1.52% | -0.7766% | 0.4556% | 0.0118% | -0.41% | 0.6519% | 0.6276% | -0.6833% | 0.06087% | 0.9076% | 0.5984% | -1.111% | 1.116% | 0.1135% | 0.2628% | 1.975% | -0.6378% | -0.29% | 0.7122% | 0.1303% | 0.2065% | 0.218% | 1.077% | -0.9423% | -0.818% | -1.172% | -1.527% | 0.7782% | -0.3313% | -0.385% | 0.2872% | 0.08474% | -0.8608% | -1.149% | -0.1907% | 0.9174% | 0.4737% | 0.7316% | 0.2638% | 0.5587% | -0.003772% | -0.2742% | -1.115% | 0.2976% | 0.1406% | 0.7178% | -0.1003% | -0.01597% | -0.6145% | -0.2511% | -0.4431% | 0.5168% | 0.9309% | 0.5786% | 0.1843% | 0.07161% | -0.54% | -0.749% | 0.9979% | 0.6414% | 0.2276% | 1.919% | -0.3697% | -0.07239%
0.05198% | 0.01478% | 0.06769% | ssp245 | CH-G11 | 0.7058% | 0.1368% | 0.08315% | -0.8102% | 0.9529% | -0.6514% | 0.5438% | 0.4522% | -0.1154% | 0.5032% | 0.5455% | -0.1985% | 0.2289% | 0.3321% | 0.3409% | -0.7231% | 0.7465% | 0.2106% | 0.0001137% | 1.353% | -0.4906% | -0.5131% | 0.3651% | 0.1982% | 0.4469% | 0.5831% | 0.7616% | -0.3387% | -0.7198% | -0.9431% | -1.006% | 0.6891% | -0.3475% | -0.7518% | 0.2474% | -0.3247% | -0.9224% | -0.9041% | -0.3154% | 0.8711% | 0.4085% | 0.7616% | 0.04232% | 1.073% | 0.475% | -0.2205% | -0.5809% | 0.3455% | -0.3372% | 0.3624% | -0.469% | -0.1623% | -0.8236% | -0.08022% | -0.5161% | 0.1109% | 0.5743% | 0.7705% | 0.08821% | 0.3233% | -0.5527% | -0.04041% | 0.5973% | 0.793% | 0.07222% | 1.332% | -0.2235% | -0.1154%
0.06528% | 0.07229% | 0.08934% | ssp245 | CS-G34 | 0.9979% | 0.3722% | -0.5219% | -0.5104% | 2.477% | -0.9867% | 0.2685% | 0.5288% | -0.3847% | 0.6656% | 0.8733% | -0.2078% | -0.3295% | 0.5228% | 0.1331% | -1.624% | 1.461% | 0.3488% | 0.2533% | 1.218% | -0.8598% | 0.5623% | 0.278% | 1.079% | 0.7825% | 0.3656% | 0.9278% | -1.094% | -0.974% | -0.8826% | -1.144% | 1.153% | -1.023% | -0.2872% | 0.6917% | 0.6946% | -0.5006% | -1.631% | -0.04786% | 0.8532% | 1.359% | 1.254% | 0.06792% | 0.1029% | -0.09902% | -1.036% | -1.949% | 0.4385% | 0.5484% | 1.345% | -0.2345% | -0.9275% | -0.7438% | 0.03142% | -0.5175% | 1.058% | 0.9654% | 1.575% | -0.1758% | 0.418% | -1.298% | -0.8601% | 0.8981% | 0.9478% | -0.01495% | 2.178% | -0.3417% | -0.2766%
0.06428% | 0.04805% | 0.09984% | ssp245 | CV-G65 | 1.608% | 0.3992% | 0.5712% | -0.1455% | 1.697% | -0.7987% | 0.7449% | 0.2273% | -0.3261% | -0.1793% | 0.5955% | -1.005% | -0.2026% | 0.5488% | 0.4358% | -0.9628% | 1.482% | 0.1886% | 0.1907% | 1.488% | -0.165% | -0.3584% | 0.5595% | 0.5535% | 0.01464% | 0.6348% | 0.34% | -0.9365% | -0.9585% | -0.9977% | -1.049% | 0.8358% | -0.2658% | -0.7439% | -0.04157% | 0.02946% | -1.428% | -0.8773% | -0.1153% | 1.044% | 0.6659% | 1.022% | -0.1636% | 0.589% | 0.6475% | 0.2233% | -0.9222% | 0.554% | -0.00299% | 0.5438% | 0.3006% | -0.4624% | -0.7181% | 0.1632% | -0.7635% | 0.08143% | 0.4859% | 1.321% | 0.2145% | 0.347% | -0.8816% | -1.094% | 1.252% | 1.046% | 0.1394% | 1.905% | -0.2919% | -0.4463%
0.06411% | 0.035% | 0.08402% | ssp245 | DM-G6 | 0.9087% | 0.3097% | -0.04243% | -0.1652% | 0.8619% | 0.01667% | 0.4294% | 0.6517% | -0.177% | 0.5791% | 0.8757% | -0.08532% | 0.00188% | 0.5963% | -0.08098% | -0.2224% | 0.5879% | 0.3925% | -0.1676% | 1.674% | -0.4286% | -0.769% | -0.2241% | 0.3372% | 0.2001% | 1.068% | 0.2781% | -0.3049% | -1.179% | -0.9447% | -1.373% | 0.4666% | 0.2395% | -0.6246% | 0.4083% | 0.01456% | -0.9391% | -0.5644% | -0.02182% | 1.182% | 0.1444% | 0.83% | 0.1649% | 0.3795% | 0.1971% | -0.5521% | -0.9807% | 0.275% | -0.5334% | -0.03808% | -0.386% | 0.2166% | -0.7839% | -0.4647% | 0.1048% | 0.5951% | 0.3219% | 0.7487% | -0.398% | 1.016% | -0.6802% | 0.04055% | 0.3531% | 1.202% | 0.5775% | 1.482% | -0.05867% | 0.2409%
0.05471% | 0.0476% | 0.07446% | ssp245 | EL-G40 | 0.8684% | -0.02614% | 0.09068% | 0.007615% | 1.366% | -0.5416% | 0.2684% | 0.1676% | -0.4482% | 0.6776% | 0.7794% | -0.7438% | 0.07342% | 0.2295% | -0.281% | -1.051% | 0.8209% | 0.1862% | 0.1488% | 1.338% | -0.7289% | 0.1455% | 0.415% | 0.927% | 0.4766% | 0.7432% | 1.104% | -0.7653% | -0.894% | -0.4237% | -1.339% | 0.6738% | -0.7602% | -0.1821% | 0.4371% | 0.3289% | -0.5663% | -1.368% | -0.3007% | 0.5761% | 1.058% | 1.33% | -0.0755% | 0.2022% | 0.2007% | -0.9166% | -0.7299% | 0.2306% | 0.3003% | 0.8397% | -0.0121% | -1.093% | -0.963% | 0.303% | -0.346% | 0.8616% | 1.017% | 0.7106% | 0.0209% | 0.3825% | -0.7525% | -0.5441% | 1.179% | 0.7669% | 0.1433% | 1.893% | -0.6388% | -0.5042%
0.005624% | 0.001212% | 0.03284% | ssp245 | SB-G91 | 1.083% | 0.1555% | -0.1332% | -0.2212% | 1.885% | -1.543% | 0.7703% | 0.2109% | -0.5857% | 0.1067% | 0.3831% | -0.6878% | 0.01542% | 0.7565% | 0.09955% | -1.555% | 2.048% | -0.5307% | -1.316% | 1.48% | -0.4376% | -0.07282% | 0.7909% | 0.1495% | 0.4094% | 0.8164% | 1.599% | -1.221% | -0.6694% | 0.1762% | -1.127% | 1.392% | -0.4982% | -0.8745% | 0.5703% | 0.3077% | -1.323% | -1.677% | -0.2756% | 1.041% | -0.6763% | 0.8879% | 0.2989% | 0.6644% | 0.8601% | -0.6425% | -1.347% | 0.7651% | 0.5035% | 0.6095% | -0.6938% | 0.9707% | -0.678% | -0.8979% | -0.9635% | 0.2169% | 0.7856% | 1.138% | -0.2367% | 0.07842% | -0.3955% | -0.7656% | 0.6993% | 0.9655% | 0.3173% | 2.057% | -0.4805% | 0.7272%
0.05056% | 0.0472% | 0.07437% | ssp245 | SH-G35 | 1.037% | -0.001726% | -0.115% | -0.3045% | 1.897% | -0.8144% | 0.3841% | 0.4298% | 0.04032% | 0.8916% | 0.7439% | -0.7302% | 0.0244% | 0.1776% | -0.273% | -1.288% | 1.316% | 0.1409% | -0.1961% | 1.655% | -0.7474% | -0.06699% | 0.2666% | 0.6659% | 0.7107% | 0.7821% | 0.757% | -0.7218% | -0.8321% | -0.6068% | -1.628% | 0.7685% | -0.7744% | -0.1307% | 0.5249% | -0.07891% | -0.8864% | -0.9632% | -0.3582% | 0.6281% | 0.9276% | 1.165% | -0.01109% | 0.3157% | -0.001943% | -0.7025% | -0.5214% | 0.6837% | 0.07954% | 0.7174% | -0.4756% | -0.6608% | -0.6992% | -0.03261% | -0.4198% | 1.095% | 0.6086% | 0.8501% | -0.1473% | 0.158% | -0.592% | -0.09673% | 1.133% | 0.4829% | 0.1407% | 1.955% | -0.5867% | -0.2644%
0.06764% | 0.04739% | 0.0945% | ssp245 | TH-G16 | 1.212% | 0.1247% | -0.1021% | -0.3676% | 1.644% | -0.2526% | 0.5921% | 0.09578% | -0.04166% | 0.8765% | 0.8296% | -1.112% | 0.2842% | 0.4287% | 0.05798% | -1.112% | 0.6559% | 0.1247% | -0.1607% | 1.601% | -0.8752% | 0.2541% | 0.6146% | 0.4909% | 0.5676% | 0.5361% | 0.9081% | -0.6693% | -0.8828% | -0.3984% | -1.362% | 0.8397% | -1.112% | -0.3002% | 0.3864% | 0.02097% | -0.5686% | -0.6871% | -0.2432% | 0.5652% | 1.028% | 1.174% | -0.1955% | 0.4591% | -0.003983% | -0.7498% | -0.735% | 0.2919% | -0.06198% | 0.7156% | -0.5555% | -0.6666% | -1.171% | 0.09972% | -0.2404% | 1.104% | 0.8354% | 1.34% | -0.09907% | 0.06788% | -0.6763% | -0.05994% | 0.7426% | 0.8587% | 0.2187% | 1.681% | -0.5147% | -0.1438%
0.2526% | 0.3175% | 0.2405% | ssp370 | BV-G43 | -0.4302% | 1.044% | 0.4929% | -0.8295% | 0.4241% | -0.2873% | 0.5466% | -0.04765% | 1.585% | 1.511% | 0.3201% | 0.8592% | -0.5545% | 0.4251% | 0.709% | 0.3957% | -0.109% | 0.4954% | 0.435% | -0.503% | -1.33% | -0.2083% | 0.2702% | 0.5643% | 0.728% | 1.044% | 1.041% | 1.324% | -0.2442% | 0.02145% | 0.5539% | 0.6462% | 0.1595% | 0.005599% | 0.08791% | -0.962% | 0.4031% | -1.298% | -0.7919% | 0.8291% | -0.1127% | -0.5619% | -0.2731% | 1.16% | -0.1409% | 0.6609% | 1.246% | -0.5602% | 1.371% | 0.1811% | 0.09808% | 1.63% | 2.133% | 0.6841% | -0.2801% | 0.621% | 0.9036% | -0.3727% | -0.2% | -0.1222% | -0.144% | 0.4284% | -0.251% | -1.197% | -0.144% | 0.4497% | -0.06791% | -1.284%
0.2394% | 0.2742% | 0.2246% | ssp370 | BV-G44 | -0.5519% | 1.334% | 0.3677% | -1.308% | 0.2097% | 0.3356% | 0.2152% | -0.04064% | 1.448% | 0.7327% | 0.01929% | 0.9527% | -1.1% | 0.2105% | 0.9689% | 0.8498% | -0.7208% | -0.006418% | 0.04788% | -0.2203% | -0.8081% | 0.05402% | 0.7047% | 0.5413% | 0.4393% | 0.8504% | 0.3974% | 1.212% | 0.3459% | 0.2252% | 0.03031% | 0.8958% | -0.2522% | -0.3441% | -0.131% | -0.1326% | 0.01424% | -1.458% | 0.2246% | 0.306% | -0.2401% | 0.4832% | 0.274% | 1.198% | -0.07981% | 1.33% | 0.7316% | -0.2157% | 1.234% | -0.3291% | 0.336% | 1.21% | 1.262% | 0.4291% | -0.3202% | 0.4826% | 0.7313% | -0.4732% | -0.1118% | 0.5466% | -0.03243% | 0.5395% | 0.8478% | -0.6986% | -0.7637% | 0.6022% | -0.3097% | -1.376%
0.205% | 0.2604% | 0.193% | ssp370 | CH-G11 | -0.4397% | 1.362% | 0.4643% | -0.8128% | 0.4458% | 0.4853% | 0.3772% | 0.14% | 1.432% | 0.6732% | 0.002194% | 0.9606% | -1.361% | 0.2019% | 0.8395% | 0.2147% | -0.7402% | -0.1005% | 0.05199% | -0.5365% | -0.8593% | -0.3198% | 0.5169% | 0.7323% | 0.2564% | 0.7009% | 0.6698% | 0.7702% | 0.2742% | -0.201% | 0.1517% | 0.3938% | -0.0653% | -0.06915% | 0.1992% | -0.1732% | 0.1417% | -1.098% | 0.1195% | 0.4249% | 0.08876% | 0.347% | 0.5385% | 1.144% | -0.2996% | 0.4665% | 0.558% | -0.13% | 1.048% | 0.2702% | 0.3332% | 1.003% | 1.426% | 0.349% | -0.06831% | 0.6771% | 1.38% | 0.001003% | -0.1004% | 0.4716% | -0.3391% | 0.7127% | 1.045% | -0.9565% | -0.3938% | 0.715% | -0.3906% | -1.499%
0.2875% | 0.3053% | 0.2635% | ssp370 | CS-G34 | -0.937% | 0.8417% | 0.02304% | -0.7873% | 0.4001% | 0.2656% | -0.2103% | -0.2015% | 0.6194% | 0.9261% | 0.1817% | 0.7675% | 0.2767% | 1.229% | 1.545% | 0.2439% | -0.8337% | 0.08431% | -0.1986% | 0.2413% | -0.986% | 0.5459% | 0.9998% | 0.2891% | -0.02507% | 0.2701% | 0.8278% | 1.314% | 0.6151% | 0.8718% | -0.1849% | 0.1514% | 0.07121% | -0.4106% | -0.3331% | -0.6652% | 0.02594% | -1.142% | 0.01042% | 0.8205% | -0.2296% | 0.7863% | 0.3495% | 1.521% | 0.1234% | 1.001% | 1.289% | 0.1545% | 0.9391% | -0.4245% | 0.2902% | 0.4804% | 1.525% | 1.316% | -0.7574% | 0.06539% | 0.2563% | -0.08518% | -0.1846% | 0.8935% | -0.06104% | 0.07331% | 0.671% | -0.729% | -0.5545% | 0.01612% | 0.03722% | -0.3655%
0.2389% | 0.3172% | 0.2214% | ssp370 | CV-G65 | -0.6821% | 1.125% | 0.5253% | -0.6249% | 0.5247% | 0.039% | 0.3152% | 0.08879% | 1.774% | 1.34% | -0.01869% | 1.195% | -0.3811% | 0.6285% | 0.8363% | 0.2603% | 0.05237% | 0.1884% | -0.08704% | -0.7152% | -1.042% | -0.283% | 0.3259% | 0.439% | 0.3066% | 0.8951% | 1.011% | 0.7238% | 0.2117% | -0.03451% | 0.6315% | 0.6419% | -0.05636% | 0.2419% | -0.0309% | -1.031% | -0.1867% | -1.487% | -0.09293% | 0.5165% | 0.1058% | -0.1652% | -0.02223% | 0.8547% | -0.4564% | 0.4936% | 1.512% | -0.09016% | 1.271% | 0.1513% | 0.4056% | 1.188% | 1.644% | 0.9137% | 0.3886% | 0.6086% | 1.518% | -0.2645% | -0.2539% | 0.4517% | -0.3299% | 0.647% | 0.6996% | -1.049% | -0.6799% | 0.1242% | -0.283% | -1.616%
0.2349% | 0.2667% | 0.2326% | ssp370 | DM-G6 | 0.02704% | 1.242% | 0.389% | -0.2225% | -0.03353% | 0.89% | 0.4072% | 0.03362% | 1.42% | 0.5872% | 0.06423% | 0.471% | -1.366% | 0.0409% | 0.695% | 0.2991% | -0.7428% | 0.04616% | -0.003846% | -0.5068% | -0.6967% | -0.5772% | 0.8717% | 0.8345% | 0.5359% | 0.3856% | 0.7902% | 1.022% | 0.2412% | -0.2156% | -0.1916% | 0.611% | -0.02813% | -0.2009% | -0.2294% | -0.3335% | 0.7247% | -1.47% | -0.2035% | 0.8574% | 0.06171% | 1.21% | 0.2808% | 1.541% | -0.2212% | 0.9026% | 0.6919% | -0.5221% | 1.367% | 0.2262% | 0.05333% | 0.8492% | 1.149% | 0.3724% | -0.4926% | 0.8811% | 1.166% | 0.079% | -0.2125% | 0.2297% | -0.5276% | 0.6547% | 1.063% | -0.7892% | -0.3382% | 1.025% | -0.6331% | -1.191%
0.2268% | 0.2422% | 0.2114% | ssp370 | EL-G40 | -0.5723% | 0.9878% | 0.3329% | -0.7963% | 0.1705% | 0.261% | -0.4056% | -0.3964% | 1.159% | 0.5404% | 0.06472% | 0.9675% | -0.3738% | 0.2275% | 1.532% | 0.2498% | -0.8232% | 0.0956% | 0.3787% | -0.4517% | -0.4932% | 0.3518% | 0.2928% | 0.3905% | 0.4473% | 0.4627% | 0.7356% | 1.174% | 0.5301% | 0.3519% | 0.04874% | -0.2944% | 0.3115% | 0.1324% | -0.1441% | -0.4338% | -0.3846% | -1.155% | 0.1866% | 0.7459% | -0.4792% | 0.4638% | 0.6356% | 1.093% | -0.02618% | 0.9876% | 0.8582% | 0.2888% | 0.9935% | -0.48% | 0.04796% | 0.6966% | 1.527% | 0.7918% | -1.023% | 0.06822% | 0.05841% | -0.1458% | -0.1669% | 0.7695% | -0.09281% | 0.1887% | 0.6822% | -1.041% | -0.6052% | 0.5705% | -0.3116% | -0.3403%
0.2461% | 0.2435% | 0.2321% | ssp370 | SB-G91 | -0.5406% | 1.392% | 0.01949% | -1.444% | 0.1736% | 0.343% | 0.2596% | -0.1086% | 1.213% | 1.394% | 0.3295% | 0.9515% | -0.7035% | 1.434% | 1.465% | 0.2565% | -0.5011% | -0.1788% | -0.168% | -0.06761% | -1.176% | -0.1192% | -0.4303% | 0.03081% | 0.1306% | 0.1406% | 0.986% | 1.122% | 0.07509% | 0.4142% | 0.1967% | 0.6651% | -0.2719% | -0.07231% | 0.1124% | -0.7663% | 0.01399% | -1.637% | -0.2895% | 0.6885% | -0.2162% | 0.6342% | 0.5821% | 1.389% | 0.6915% | 1.434% | 1.062% | -0.263% | 0.8123% | 0.1421% | 0.3254% | 0.6994% | 0.8836% | 0.3008% | -0.6024% | -0.2139% | 0.5509% | -0.3445% | -0.03285% | 1.54% | -0.1308% | 0.8034% | 1.027% | -0.7135% | -0.5932% | 0.9992% | 0.2092% | -1.024%
0.2324% | 0.2516% | 0.2235% | ssp370 | SH-G35 | -0.2647% | 1.279% | 0.1585% | -1.109% | 0.2442% | 0.4096% | -0.157% | 0.1007% | 0.9098% | 0.4638% | 0.06942% | 0.8026% | -0.6013% | 0.164% | 1.528% | 0.4354% | -1.086% | -0.06562% | 0.0767% | -0.04981% | -0.7417% | 0.1383% | 0.2519% | 0.07847% | 0.7367% | 0.3232% | 0.4011% | 1.404% | 0.7292% | 0.2143% | -0.1307% | 0.1853% | 0.1268% | 0.1311% | -0.137% | -0.2993% | 0.1626% | -0.8833% | 0.006504% | 0.441% | 0.1689% | 0.5572% | 0.01569% | 1.306% | -0.07018% | 1.228% | 0.8525% | 0.03352% | 1.063% | -0.4062% | 0.3352% | 0.4396% | 1.348% | 0.6852% | -0.7942% | 0.4653% | 0.6143% | -0.4661% | -0.1735% | 0.5087% | -0.1576% | 0.06823% | 0.6977% | -0.8162% | -0.3907% | 0.4395% | -0.4411% | -1.053%
0.2459% | 0.2621% | 0.2356% | ssp370 | TH-G16 | -0.3372% | 1.276% | 0.4253% | -1.308% | 0.2647% | 0.2998% | -0.1053% | 0.02184% | 1.23% | 0.8952% | -0.1818% | 0.9613% | -0.4425% | -0.3092% | 1.555% | 0.1232% | -1.16% | 0.06638% | 0.5343% | -0.2968% | -0.8679% | 0.4708% | -0.1276% | 0.06352% | 0.963% | 0.6259% | 0.8662% | 1.525% | 0.5337% | 0.1748% | -0.1215% | 0.09241% | 0.2547% | 0.3653% | -0.1463% | -0.3619% | -0.08116% | -1.031% | 0.0118% | 0.5861% | -0.1988% | 0.3456% | 0.3599% | 1.154% | 0.05504% | 1.213% | 0.8392% | 0.04906% | 1.047% | -0.5194% | 0.1353% | 0.662% | 1.509% | 0.6788% | -0.7771% | 0.34% | 0.5471% | 0.0771% | -0.05621% | 0.7465% | 0.07594% | -0.04532% | 0.7175% | -1.082% | -0.6081% | 0.511% | -0.2132% | -0.8391%
0.3113% | 0.07793% | 0.35% | ssp585 | BV-G43 | 1.333% | 0.1497% | -0.9842% | -3.643% | -2.703% | -0.3391% | 0.3792% | -0.09186% | -1.757% | 1.585% | -1.074% | -1.104% | 1.069% | 2.972% | 0.6341% | -0.4131% | 1.435% | 0.03266% | 2.381% | 2.891% | -0.4363% | 1.052% | 0.1563% | 1.32% | -1.646% | -0.6941% | 2.829% | -1.506% | -0.4419% | -3.084% | 1.343% | 2.992% | -0.6306% | 0.167% | -0.1353% | 0.8068% | 1.192% | -0.4508% | 2.84% | 5.369% | 1.635% | -1.478% | -3.541% | 3.063% | 0.8481% | 0.0561% | 2.075% | -0.1407% | -0.08505% | -1.681% | -4.873% | 0.2719% | 0.3123% | 0.1913% | -2.439% | -1.392% | 0.9335% | -0.9787% | 2.678% | -0.2177% | 0.3586% | 0.03999% | 2.405% | 1.124% | 4.052% | -0.3724% | 1.857% | 1.028%
0.2683% | 0.1065% | 0.2858% | ssp585 | BV-G44 | 0.5778% | 0.5487% | -1.822% | -1.987% | -1.99% | -0.5327% | -0.06108% | 0.5511% | -1.731% | -0.8517% | -1.157% | -0.6863% | 0.169% | 2.7% | 0.8102% | -0.2412% | 1.34% | 0.2303% | 0.5863% | 2.198% | 0.5488% | 0.7064% | -0.2196% | 0.965% | -2.096% | -1.244% | 2.156% | -1.548% | 0.2074% | -2.11% | 2.761% | 1.747% | -0.3367% | 0.8142% | -0.1479% | 0.9751% | 1.657% | 0.1846% | 2.522% | 3.679% | 1.441% | -1.979% | -1.688% | 1.51% | 0.2104% | 1.942% | 2.125% | -0.1907% | 0.1015% | -1.326% | -4.235% | -0.2138% | 1.265% | -0.1716% | -0.5324% | -1.054% | -0.3459% | -0.8885% | 2.209% | -1.249% | 0.4693% | 0.8459% | 3.536% | -0.9685% | 4.158% | -0.3302% | 2.565% | 1.385%
0.2218% | 0.06802% | 0.2387% | ssp585 | CH-G11 | 0.5618% | 0.5348% | -1.551% | -1.856% | -1.71% | -0.5742% | 0.7847% | 0.7413% | -1.287% | 0.2828% | -1.272% | -0.453% | -0.2347% | 2.111% | 1.121% | -0.6421% | 2.39% | 0.07382% | 1.04% | 1.326% | -0.6263% | 0.4853% | -0.4074% | 0.8985% | -1.628% | -1.487% | 2.459% | -2.475% | 0.05175% | -2.483% | 2.409% | 2.16% | -0.5164% | 0.2289% | 0.6104% | 0.5848% | 1.935% | -0.001949% | 1.719% | 2.932% | 1.358% | -1.553% | -1.669% | 1.5% | 0.884% | 0.7444% | 1.719% | -0.2261% | 0.1047% | -1.07% | -3.538% | -0.2198% | 0.8426% | -0.2198% | -0.7955% | -1.243% | 0.06612% | 0.3946% | 0.5949% | -1.268% | 0.1509% | 1.1% | 2.911% | -0.1495% | 3.788% | 0.2143% | 1.925% | 0.7535%
0.4494% | 0.2795% | 0.4328% | ssp585 | CS-G34 | -0.8921% | 1.04% | 0.4005% | -2.542% | -1.8% | -0.005404% | -0.3711% | 0.6093% | -1.104% | 0.4272% | -1.628% | -0.7903% | 1.039% | 1.788% | 0.6148% | -1.292% | 2.133% | 0.7029% | 0.7754% | 2.222% | -0.1095% | 0.9508% | -0.3436% | 1.315% | -0.3378% | 0.8651% | 2.534% | -1.611% | -1.239% | -1.214% | 0.8412% | 1.265% | 0.4157% | 1.283% | -0.8404% | 1.797% | 0.2714% | -1.475% | 3.351% | 6.311% | 1.108% | -1.06% | -0.7572% | 0.6949% | 0.67% | 2.657% | 1.673% | 0.1543% | 0.9448% | -1.902% | -4.954% | -0.006529% | 1.825% | 0.517% | -0.1944% | -1.478% | -1.316% | -2.351% | 3.313% | -0.4461% | 1.16% | 0.8584% | 4.856% | -0.5696% | 3.63% | -0.6085% | 2.434% | 1.73%
0.3085% | 0.1002% | 0.3247% | ssp585 | CV-G65 | 0.387% | 0.1787% | -1.48% | -2.712% | -2.543% | -0.1157% | 1.09% | 0.03106% | -2.82% | 0.8986% | -1.696% | -0.8135% | 0.3981% | 2.826% | 0.5091% | -0.8188% | 1.014% | 0.597% | 2.437% | 2.555% | -0.4529% | 0.3483% | 0.149% | 1.401% | -1.523% | -0.5944% | 2.631% | -0.833% | -0.3753% | -2.933% | 1.636% | 2.664% | -0.1101% | 0.5072% | -0.08928% | 0.415% | 1.704% | -0.08636% | 2.159% | 5.601% | 1.107% | -1.362% | -2.279% | 1.985% | 0.5834% | 0.4933% | 2.59% | -0.2967% | -0.0253% | -0.797% | -5.445% | 0.229% | 0.6097% | -0.562% | -1.408% | -0.7892% | 0.8516% | -1.668% | 2.034% | -0.4608% | -0.1622% | 0.2666% | 3.177% | -0.1175% | 4.684% | -0.4514% | 2.25% | 1.266%
0.2375% | 0.1527% | 0.2327% | ssp585 | DM-G6 | -0.4282% | 1.759% | -1.959% | -0.7848% | -1.213% | -0.5271% | 0.672% | 1.235% | -2.263% | 0.06998% | -0.6399% | 0.9283% | -0.8414% | 1.836% | 0.9328% | -0.5297% | 2.516% | -0.213% | 0.7246% | 2.038% | -0.5859% | 0.5694% | -1.244% | 0.532% | -1.422% | -1.754% | 1.318% | -2.387% | 0.7182% | -3.144% | 1.168% | 2.241% | -0.7364% | 0.51% | 0.9538% | 0.9912% | 1.637% | 1.431% | 1.743% | 2.256% | 1.202% | -0.6684% | -1.563% | 0.7598% | 0.2222% | 1.298% | 1.575% | 0.945% | -0.5357% | -1.027% | -3.414% | 0.2993% | 1.033% | -0.002727% | 0.2024% | 0.05777% | -0.7685% | 0.1719% | -0.322% | -1.206% | 0.2419% | 1.75% | 3.34% | -0.6041% | 3.877% | 0.1151% | 1.692% | 0.4874%
0.2899% | 0.191% | 0.294% | ssp585 | EL-G40 | 0.005575% | 0.8667% | 0.04484% | -1.946% | -2.4% | -0.03538% | -0.3274% | -0.514% | -0.8758% | -0.009763% | -0.8887% | -1.581% | 0.4829% | 2.903% | 0.7716% | -0.7018% | 2.584% | 0.4788% | 2.246% | 1.964% | 0.03642% | 0.4309% | 0.1346% | 0.6979% | -2.124% | 0.4251% | 1.996% | -2.036% | -0.3435% | -1.709% | 0.2016% | 1.005% | 0.05751% | 0.6762% | 0.5836% | 1.909% | 0.2119% | -1.382% | 2.45% | 4.641% | 0.7484% | -0.689% | -1.37% | 0.9774% | 0.6209% | 0.9845% | 1.616% | 0.2225% | 1.645% | -1.371% | -4.665% | 0.008584% | 1.519% | 0.9063% | 0.1474% | -1.077% | -0.3145% | -1.35% | 2.263% | -1.333% | 0.4436% | 0.9673% | 3.134% | -0.5404% | 2.673% | -1.219% | 2.308% | 0.6417%
0.3119% | 0.1367% | 0.3165% | ssp585 | SB-G91 | -0.09669% | 2.305% | -1.323% | -1.217% | -2.13% | -0.06289% | 1.202% | -0.2036% | -3.26% | 0.3133% | -1.316% | -0.8235% | -0.3703% | 2.201% | -0.4886% | -1.161% | 1.874% | -0.0367% | 1.488% | 3.294% | 0.9531% | 0.9015% | -0.1561% | 0.5519% | -0.7936% | -0.1549% | 3.054% | -1.608% | -0.1298% | -1.673% | -0.2751% | -0.5331% | -1.076% | 0.8017% | -0.7422% | 1.426% | 1.388% | -0.8915% | 3.296% | 6.024% | 1.445% | -0.7188% | -0.5342% | 1.448% | 0.176% | 1.635% | 0.876% | -0.5835% | 0.6734% | -1.628% | -6.168% | -0.144% | 1.005% | 0.2685% | 0.1129% | -0.1298% | -0.3884% | -0.8319% | 3.423% | -0.8186% | 0.3048% | 1.268% | 3.627% | 0.6014% | 5.276% | -0.3186% | 1.503% | 2.23%
0.2739% | 0.1185% | 0.2827% | ssp585 | SH-G35 | 0.2739% | 0.8227% | -0.2547% | -2.454% | -2.231% | -0.1092% | -0.01095% | 0.2494% | -1.003% | -0.01414% | -1.052% | -0.8779% | 0.6616% | 2.353% | 0.5712% | -0.8093% | 2.103% | 0.3483% | 1.753% | 2.463% | 0.5378% | 0.7151% | -0.1838% | 0.3847% | -1.57% | 0.04918% | 1.939% | -1.838% | -0.6487% | -2.261% | -0.09062% | 0.5269% | -0.2939% | 0.3909% | 0.1911% | 1.329% | 0.4869% | -0.5058% | 3.048% | 3.256% | 1.481% | -0.6778% | -1.145% | 0.8578% | 0.943% | 1.583% | 1.999% | -0.05239% | 0.7964% | -2.19% | -3.031% | -0.3123% | 0.6373% | 0.3495% | -0.5559% | -1.617% | -0.654% | -2.135% | 2.771% | -1.314% | 0.5594% | 0.8424% | 3.139% | 0.006082% | 2.808% | -0.08178% | 2.327% | 0.3614%
0.2906% | 0.1793% | 0.2992% | ssp585 | TH-G16 | 0.3066% | 0.6552% | -0.05635% | -2.451% | -2.737% | -0.1079% | 0.07941% | 0.5591% | -0.5503% | -0.1706% | -0.4057% | -0.8605% | 0.7994% | 2.164% | 0.4006% | -0.348% | 2.153% | 0.03045% | 1.345% | 1.683% | 0.4294% | 0.4997% | -0.1401% | 0.4472% | -1.499% | -0.05055% | 2.003% | -1.671% | 0.01793% | -2.356% | 1.28% | 1.831% | -0.1526% | 0.6795% | 0.6018% | 1.683% | 0.8753% | -0.7749% | 2.888% | 2.77% | 1.217% | -0.8142% | -1.888% | 0.6984% | 0.8928% | 0.7094% | 1.396% | -0.08992% | 1.017% | -2.109% | -2.974% | 0.523% | 0.7411% | 0.5732% | 0.2987% | -1.39% | -0.1523% | -1.659% | 2.504% | -0.8608% | 0.67% | 0.4938% | 2.674% | -0.3778% | 2.847% | -0.4307% | 2.208% | 1.03%

## Customer Count by class
Source: Data provided by GMP
|  | Single Phase Count |  |  | Multi Phase Count (2 & 3 Phase) |  |  | Total
| Feeder | C&I | Res | Total | C&I | Res | Total | C&I | Res | Total | % C&I | % Res
| BV-G43 | 57 | 483 | 540 | 34 | 143 | 177 | 91 | 626 | 717 | 12.69% | 87.31%
| BV-G44 | 88 | 585 | 673 | 25 | 96 | 121 | 113 | 681 | 794 | 14.23% | 85.77%
| CH-G11 | 81 | 711 | 792 | 61 | 154 | 215 | 142 | 865 | 1007 | 14.1% | 85.9%
| CS-G34 | 87 | 558 | 645 | 62 | 174 | 236 | 149 | 732 | 881 | 16.91% | 83.09%
| CV-G65 | 31 | 282 | 313 | 4 | 21 | 25 | 35 | 303 | 338 | 10.36% | 89.64%
| DM-G6 | 131 | 1471 | 1602 | 71 | 241 | 312 | 202 | 1712 | 1914 | 10.55% | 89.45%
| EL-G40 | 113 | 713 | 826 | 36 | 151 | 187 | 149 | 864 | 1013 | 14.71% | 85.29%
| SB-G91 | 133 | 591 | 724 | 106 | 358 | 464 | 239 | 949 | 1188 | 20.12% | 79.88%
| SH-G35 | 115 | 971 | 1086 | 55 | 139 | 194 | 170 | 1110 | 1280 | 13.28% | 86.72%
| TH-G16 | 102 | 842 | 944 | 60 | 118 | 178 | 162 | 960 | 1122 | 14.44% | 85.56%
|  | 938 | 7207 | 8145 | 514 | 1595 | 2109 | 1452 | 8802 | 10254

## Historical outage summary
Source: Data provided by GMP
Customers over time
| Feeder | 2020 | 2021 | 2022 | 2023 | 2024 | 5-yr average
| BV-G44 | 780 | 783 | 786 | 782 | 788 | 783.8
| CH-G11 | 1597 | 1597 | 1624 | 1633 | 1635 | 1617.2
| CV-G65 | 321 | 317 | 322 | 331 | 333 | 324.8
| EL-G40 | 996 | 1005 | 1009 | 1020 | 1017 | 1009.4
| TH-G16 | 1092 | 1114 | 1107 | 1121 | 1121 | 1111
| SH-G35 | 1336 | 1341 | 1358 | 1273 | 1269 | 1315.4
| DM-G6 | 1836 | 1851 | 1873 | 1880 | 1919 | 1871.8
| SB-G91 | 1178 | 1177 | 1178 | 1177 | 1175 | 1177
| BV-G43 | 647 | 668 | 670 | 708 | 711 | 680.8
| CS-G34 | 859 | 858 | 865 | 873 | 871 | 865.2
| EL-G41 | 704 | 707 | 708 | 715 | 731 | 713
| EJ-G7 | 2615 | 2634 | 2662 | 2743 | 2648 | 2660.4
| BE-G29 | 1718 | 1617 | 1755 | 1869 | 1860 | 1763.8
Total Customers Out
| Feeder | 2020 | 2021 | 2022 | 2023 | 2024 | 5-yr average
| BV-G44 | 4788 | 5482 | 3989 | 5788 | 5543 | 5118
| CH-G11 | 9039 | 7623 | 10581 | 18609 | 7913 | 10753
| CV-G65 | 1314 | 1199 | 1969 | 2082 | 1082 | 1529.2
| EL-G40 | 10915 | 3061 | 10712 | 6608 | 5837 | 7426.6
| TH-G16 | 6804 | 5046 | 7112 | 1891 | 4542 | 5079
| SH-G35 | 7262 | 12256 | 6043 | 4576 | 7308 | 7489
| DM-G6 | 13987 | 9921 | 11196 | 16260 | 11487 | 12570.2
| SB-G91 | 5818 | 4989 | 9348 | 4410 | 11014 | 7115.8
| BV-G43 | 1283 | 2244 | 4498 | 4126 | 2944 | 3019
| CS-G34 | 3242 | 1927 | 3779 | 4394 | 5271 | 3722.6
| EL-G41 | 2038 | 1053 | 4398 | 1336 | 1318 | 2028.6
| EJ-G7 | 14229 | 21778 | 25933 | 31550 | 22547 | 23207.4
| BE-G29 | 6845 | 6824 | 10358 | 4842 | 4925 | 6758.8

## Pre_Post mitigation outages
Mitigation ("Accelerated") Scenario
| As-is results based on historical 5-yr average (2020-2024) |  |  |  | Pre-Mitigation Applicable Outages |  |  | Post-Mitigation Applicable Outages
Customer adjustment factor (2025 / Avg baseline) | FEEDER_ID | Customers | 5-yr average Outages (2020-2024) | Current Customers (2025) | Res | Nonres | Total | Res | Nonres | Total | Feeder back-up outages reduced
1.0532 | BV-G43 | 680.8 | 3179.5285 | 717 | 2287.2776 | 332.4956 | 2619.7732 | 604.9796 | 87.9443 | 692.9239
1.013 | BV-G44 | 783.8 | 5184.6032 | 794 | 3150.9572 | 522.8461 | 3673.8032 | 847.7015 | 140.6612 | 988.3627 | 1428.7987
0.62268 | CH-G11 | 1617.2 | 6695.6907 | 1007 | 666.9545 | 109.4885 | 776.443 | 152.8041 | 25.0846 | 177.8887
1.0183 | CS-G34 | 865.2 | 3790.5809 | 881 | 2583.2853 | 525.8327 | 3109.1179 | 703.5647 | 143.2119 | 846.7767
1.0406 | CV-G65 | 324.8 | 1591.3473 | 338 | 1154.8319 | 133.3964 | 1288.2283 | 299.446 | 34.5895 | 334.0355 | 90.5944
1.0225 | DM-G6 | 1871.8 | 12853.597 | 1914 | 9552.5609 | 1127.1129 | 10679.6738 | 2530.451 | 298.5696 | 2829.0206
1.0036 | EL-G40 | 1009.4 | 7453.0868 | 1013 | 2979.4918 | 513.8244 | 3493.3162 | 809.3607 | 139.5773 | 948.938 | 2184.0293
1.0093 | SB-G91 | 1177 | 7182.3028 | 1188 | 2272.7151 | 572.3698 | 2845.0849 | 629.6012 | 158.5613 | 788.1625
0.97309 | SH-G35 | 1315.4 | 7287.4563 | 1280 | 992.9034 | 152.0663 | 1144.9697 | 181.7806 | 27.8403 | 209.6209
1.0099 | TH-G16 | 1111 | 5129.2871 | 1122 | 3608.1206 | 608.8703 | 4216.9909 | 932.0269 | 157.2795 | 1089.3065
| Totals | 10756.4 | 60347.4806 | 10254 | 29249.0982 | 4598.3029 | 33847.4011 | 7691.7164 | 1213.3195 | 8905.0359
>> below are the feeders supplied by feeder backup that are not in the FY27 T&D Resilience Project list but are impacted
| EJ-G7 | 2660.4 | 23207.4 | [6 empty] | 3409.357 | 832.4652
| EL-G41 | 713 | 2028.6 | [7 empty] | 1151.1994
| BE-G29 | 1763.8 | 6758.8 | [7 empty] | 554.5926
Data provided by GMP. Calculating the % of outages that occur at the feeder breaker protective device for feeder backups.
Total Customer Outages on feeder
| Feeder | Zone 1 | Zone 2 | Zone 3 | Zone 4 | Total
| BE-G29 | 2915 | 23724 | 8078 | 808 | 35525
| BV-G44 | 10412 | 2459 | 4986 | 355 | 18212
| CS-G34 | 884 | 16051 | 1529 | 273 | 18737
| CV-G65 | 1029 | 3724 | 2211 | 273 | 7237
| EJ-G7 | 27258 | 69791 | 13882 | 704 | 111635
| EL-G40 | 13351 | 7527 | 8883 | 246 | 30007
| EL-G41 | 5735 | 1548 | 2806 | 17 | 10106
Total Customer Outages on feeder, filtered for outages at the feeder breaker protective device
| Feeder | Zone 1 | Zone 2 | Zone 3 | Zone 4 | %
| BE-G29 | 2915 |  | 0 |  | 8.205%
| BV-G44 | 10412 |  |  | 2 | 57.17%
| CS-G34 |  |  | 86 |  | 0%
| CV-G65 | 1029 |  |  |  | 14.22%
| EJ-G7 | 27258 |  |  | 0 | 24.42%
| EL-G40 | 13351 | 0 | 0 | 0 | 44.49%
| EL-G41 | 5735 | 618 | 0 |  | 56.75%
Weighted average EJ-G7 ratio by line mile treated
| Project Type | % of line miles treated in prior years |  | Applicability Score | Effectiveness Score | Combined post-mitigation score | Pre FY26 SAIFI (source, GMP 2025 R.4900 Report 40-worst Circuit list) | Post FY26 SAIFI
| OH | 40.31% |  | 80.33% | 90% | 27.7%
| UG | 59.69% |  | 83.36% | 98% | 18.31%
| Weighted Average |  |  |  |  | 22.1% | 5.8 | 1.2815 | << Conservative, circuit wide applied to feeder backup
Note on K17: Andy Eiden: Adjusting the EJ-G7 remaining outages for feeder backup by ratio of estimated post FY26 projects to baseline outage data.
Note on L17: Andy Eiden: For EJ-G7 we are only capturing the remaining the post-mitigation expected annual outages.
Note on G24: Andy Eiden: Note this table is 5-yr total outages. Only used for % of outages at feeder breaker in Zone 1.

## Outage by Zone inputs
Rebuttal calculation - developed to apply to Rhizome "storm incidents" counts, as opposed to "total outages" used for Resilience BCA in Direct Testimony.
Total Universe of Historical Average Annual Outages (pre-mitigation) By Zone | [6 empty] | Ratio of outages to incidents
Feeder | Zone 1 | Zone 2 | Zone 3 | Zone 4 | Total |  | Feeder | Zone 1 | Zone 2 | Zone 3 | Zone 4 | Total
BV-G43 | 2270.4094 | 150.1172 | 698.7275 | 60.2743 | 3179.5285 |  | BV-G43 | 59.099 | 59.099 | 59.099 | 59.099 | 59.099
BV-G44 | 2964.0945 | 700.0296 | 1419.4175 | 101.0616 | 5184.6032 |  | BV-G44 | 66.4693 | 66.4693 | 66.4693 | 66.4693 | 66.4693
CH-G11 | 4381.6337 | 680.6318 | 1552.886 | 80.5392 | 6695.6907 |  | CH-G11 | 104.8374 | 8.564 | 41.7437 | 41.7437 | 41.7437
CS-G34 | 2954.4561 | 471.572 | 309.3237 | 55.2292 | 3790.5809 |  | CS-G34 | 1186.0183 | 10.4259 | 71.7913 | 71.7913 | 71.7913
CV-G65 | 1045.1394 | 0 | 486.1778 | 60.0301 | 1591.3473 |  | CV-G65 | 173.3611 | 0 | 37.5318 | 37.5318 | 37.5318
DM-G6 | 6701.4164 | 1913.5336 | 4129.4476 | 109.1994 | 12853.597 |  | DM-G6 | 143.5018 | 18.4523 | 57.2798 | 57.2798 | 57.2798
EL-G40 | 3316.0983 | 2910.745 | 1165.1425 | 61.1011 | 7453.0868 |  | EL-G40 | 92.7001 | 144.3274 | 48.9537 | 92.7001 | 92.7001
SB-G91 | 3824.4385 | 2426.4116 | 837.3466 | 94.1061 | 7182.3028 |  | SB-G91 | 117.3579 | 117.3579 | 117.3579 | 117.3579 | 117.3579
SH-G35 | 4514.3627 | 308.2371 | 2289.9393 | 174.9173 | 7287.4563 |  | SH-G35 | 49.8458 | 49.8458 | 49.8458 | 49.8458 | 49.8458
TH-G16 | 2566.7715 | 810.2732 | 1679.8924 | 72.35 | 5129.2871 |  | TH-G16 | 61.7986 | 61.7986 | 61.7986 | 61.7986 | 61.7986
Total Customer Outages - Counts By Zone - 2020 to 2024 (Source: GMP Data)
Feeder | Zone 1 | Zone 2 | Zone 3 | Zone 4 | Total
BV-G43 | 9982 | 660 | 3072 | 265 | 13979
BV-G44 | 10412 | 2459 | 4986 | 355 | 18212
CH-G11 | 28834 | 4479 | 10219 | 530 | 44062
CS-G34 | 14604 | 2331 | 1529 | 273 | 18737
CV-G65 | 4753 | 0 | 2211 | 273 | 7237
DM-G6 | 28966 | 8271 | 17849 | 472 | 55558
EL-G40 | 13351 | 11719 | 4691 | 246 | 30007
SB-G91 | 13533 | 8586 | 2963 | 333 | 25415
SH-G35 | 21705 | 1482 | 11010 | 841 | 35038
TH-G16 | 10856 | 3427 | 7105 | 306 | 21694
Total | 156996 | 43414 | 65635 | 3894 | 269939
Percent Total Customer Outages by Zone
Feeder | Zone 1 | Zone 2 | Zone 3 | Zone 4 | Total
BV-G43 | 71.41% | 4.721% | 21.98% | 1.896% | 100%
BV-G44 | 57.17% | 13.5% | 27.38% | 1.949% | 100%
CH-G11 | 65.44% | 10.17% | 23.19% | 1.203% | 100%
CS-G34 | 77.94% | 12.44% | 8.16% | 1.457% | 100%
CV-G65 | 65.68% | 0% | 30.55% | 3.772% | 100%
DM-G6 | 52.14% | 14.89% | 32.13% | 0.8496% | 100%
EL-G40 | 44.49% | 39.05% | 15.63% | 0.8198% | 100%
SB-G91 | 53.25% | 33.78% | 11.66% | 1.31% | 100%
SH-G35 | 61.95% | 4.23% | 31.42% | 2.4% | 100%
TH-G16 | 50.04% | 15.8% | 32.75% | 1.411% | 100%
Total | 58.16% | 16.08% | 24.31% | 1.443% | 100%
Incident-level data for non-storm restoration cost input
Count of INCIDENT_ID by Year (Source: Provided by GMP)
FEEDER_ID | 2020 | 2021 | 2022 | 2023 | 2024 | AVG 2020-2024
BV-G43 | 36 | 34 | 64 | 78 | 57 | 53.8
BV-G44 | 82 | 73 | 68 | 92 | 75 | 78
CH-G11 | 125 | 162 | 167 | 210 | 138 | 160.4
CS-G34 | 42 | 41 | 64 | 55 | 62 | 52.8
CV-G65 | 41 | 46 | 38 | 57 | 30 | 42.4
DM-G6 | 207 | 225 | 186 | 301 | 203 | 224.4
EL-G40 | 90 | 46 | 101 | 88 | 77 | 80.4
SB-G91 | 39 | 64 | 55 | 69 | 79 | 61.2
SH-G35 | 115 | 118 | 174 | 161 | 163 | 146.2
TH-G16 | 80 | 66 | 121 | 69 | 79 | 83
Total Average Number of Incidents by Zone - Used for Avg Non-storm restoration cost per incident
FEEDER_ID | Zone 1 | Zone 2 | Zone 3 | Zone 4 | Total | QC sumcheck
BV-G43 | 38.417 | 2.5401 | 11.823 | 1.0199 | 53.8 | 0
BV-G44 | 44.5935 | 10.5316 | 21.3545 | 1.5204 | 78 | 0
CH-G11 | 41.7946 | 79.4756 | 37.2005 | 1.9294 | 160.4 | 0
CS-G34 | 2.4911 | 45.231 | 4.3087 | 0.7693 | 52.8 | 0
CV-G65 | 6.0287 | 21.8181 | 12.9538 | 1.5994 | 42.4 | 0
DM-G6 | 46.6992 | 103.7019 | 72.0925 | 1.9064 | 224.4 | 0
EL-G40 | 35.7723 | 20.1677 | 23.8009 | 0.65913 | 80.4 | 0
SB-G91 | 32.5878 | 20.6753 | 7.135 | 0.80187 | 61.2 | 0
SH-G35 | 90.5666 | 6.1838 | 45.9405 | 3.5092 | 146.2 | 0
TH-G16 | 41.5344 | 13.1115 | 27.1833 | 1.1707 | 83 | 0
Zonal-level percent of incidents by zone (provided by GMP) (average 2020-2024)
Feeder | Zone 1 | Zone 2 | Zone 3 | Zone 4 | Total
BV-G43 | 71.41% | 4.721% | 21.98% | 1.896% | 100%
BV-G44 | 57.17% | 13.5% | 27.38% | 1.949% | 100%
CH-G11 | 26.06% | 49.55% | 23.19% | 1.203% | 100%
CS-G34 | 4.718% | 85.66% | 8.16% | 1.457% | 100%
CV-G65 | 14.22% | 51.46% | 30.55% | 3.772% | 100%
DM-G6 | 20.81% | 46.21% | 32.13% | 0.8496% | 100%
EL-G40 | 44.49% | 25.08% | 29.6% | 0.8198% | 100%
SB-G91 | 53.25% | 33.78% | 11.66% | 1.31% | 100%
SH-G35 | 61.95% | 4.23% | 31.42% | 2.4% | 100%
TH-G16 | 50.04% | 15.8% | 32.75% | 1.411% | 100%

## Storm restoration costs
Source: Data provided by GMP
Total annual storm restoration costs - Major and Minor Storms - (2025$) by FY
| Row Labels | Sum of Total Storm Costs
2015 | FY2015 | 27537114.861
2016 | FY2016 | 11697637.9606
2017 | FY2017 | 12386807.8027
2018 | FY2018 | 26496658.9734
2019 | FY2019 | 21906251.8619
2020 | FY2020 | 18304389.0595
2021 | FY2021 | 8040813.407
2022 | FY2022 | 10879927.1247
2023 | FY2023 | 57052868.6846
2024 | FY2024 | 48476310.3235
| Avg | 24277878.0059
| Slope | 2663245.8869
Source: Data Provided by GMP
| Storm costs per mile per type calculation | Cost per storm |  |  |  | Cost per storm per mile
| Type | Major | Minor | Total | Line Miles | Major | Minor | Total |  | Total storm cost per year per mile
| Heavy Wet Snow | 9685035.574 | 665898.9531 | 2246496.2665 | 10050 | 963.6851 | 66.2586 | 223.532 |  | Avg total major | Avg total minor
| High Wind | 5630158.534 | 480269.7314 | 934294.9233 | 10050 | 560.2148 | 47.788 | 92.9647 |  | 1073.3392 | 830.1411
| Ice Storm |  | 843732.8967 | 936714.2275 | 10050 | 0 | 83.9535 | 93.2054
| Severe Thunderstorm | 3700409.6175 | 220543.0134 | 489964.3362 | 10050 | 368.2 | 21.9446 | 48.7527 |  | Avg number of storms (historical data, 2014-2024)
| Total | 6245139.4563 | 530474.5425 | 1095988.258 | 10050 | 621.4069 | 52.7835 | 109.0536 |  | Type | Avg | Min | Max
[10 empty] | Major | 1.7273 | 0 | 4
[10 empty] | Minor | 15.7273 | 4 | 20
| Total Storm costs and count by type (2025$) | [9 empty] | Cost per storm per mile |  |  | Total avg cost per year per mile
| Row Labels | Sum of Total Storm Costs (2025$) | Count of Storm Number | Sum of Total Storm Costs (2025$) | Count of Storm Number | Total Cost | Total Count | Cost per storm (major) | Cost per storm (minor) | Cost per storm (total) | Major | Minor | Total | Major | Minor
| Heavy Wet Snow | 63311348.7328 | 6 | 55918309.7765 | 34 | 119229658.5093 | 40 | 10551891.4555 | 1644656.1699 | 2980741.4627 | 1049.9394 | 163.6474 | 296.5912 | 1813.5318 | 2573.727
| High Wind | 49351696.8354 | 8 | 32321631.7606 | 60 | 81673328.596 | 68 | 6168962.1044 | 538693.8627 | 1201078.3617 | 613.8271 | 53.6014 | 119.5103 | 1060.2468 | 843.0035
| Ice Storm |  |  | 4429517.7019 | 4 | 4429517.7019 | 4 |  | 1107379.4255 | 1107379.4255 | 0 | 110.187 | 110.187 | 0 | 1732.9411
| Severe Thunderstorm | 20968489.9492 | 5 | 16477785.3026 | 56 | 37446275.2518 | 61 | 4193697.9898 | 294246.1661 | 613873.3648 | 417.2834 | 29.2782 | 61.0819 | 720.7622 | 460.4666
| Total | 133631535.5174 | 19 | 109147244.5416 | 154 | 242778780.059 | 173 | 7033238.7114 | 708748.3412 | 1403345.5495 | 699.8247 | 70.5222 | 139.6364 | 1208.7882 | 1109.1222

## Loss Reduction Calculation
STEP 1:
Average MWh/yr/mile loss reduction by project type to apply to rest of projects (source: Provided by GMP based on power flow modeling)
Project Type - Phase | Avg MWh/yr/mile |  |  |  |  | Energy price forecast (LMP) $/MWh, Source: Provided by GMP
3-Phase OH | 14.987 | OH-3PH |  |  |  | Year | Month | On-Peak (adjusted for inflation) | Off-Peak (Adjusted for inflation)
1-Phase URD | 3.464 | UG-1PH |  |  |  | 2024 | 2024-06-01 | 47.5 | 35.6
1-Phase OH | 0.28648 | OH-1PH |  |  |  | 2024 | 2024-07-01 | 72.15 | 47.25
[6 empty] | 2024 | 2024-08-01 | 59.15 | 38.05
STEP 2: Develop average $/MWh for avoided energy losses from upgraded line capacity | [5 empty] | 2024 | 2024-09-01 | 46 | 34.4
Year | On-peak | Off-Peak | Average | Levelized | NPV | 2024 | 2024-10-01 | 44.5 | 32.85
2027 | 67.1375 | 53.7208 | 60.4292 | 71.7846 | 951.6225 | 2024 | 2024-11-01 | 67 | 58.85
2028 | 65.2664 | 54.422 | 59.8442 |  |  | 2024 | 2024-12-01 | 113.75 | 103.1
2029 | 66.2224 | 55.4378 | 60.8301 |  |  | 2025 | 2025-01-01 | 111.75 | 102
2030 | 65.2484 | 54.3047 | 59.7766 |  |  | 2025 | 2025-02-01 | 101.5 | 91.5
2031 | 66.1915 | 54.9767 | 60.5841 |  |  | 2025 | 2025-03-01 | 59 | 51
2032 | 68.4814 | 55.9859 | 62.2337 |  |  | 2025 | 2025-04-01 | 46.25 | 38
2033 | 69.7213 | 57.3834 | 63.5523 |  |  | 2025 | 2025-05-01 | 41.75 | 35
2034 | 71.1158 | 58.531 | 64.8234 |  |  | 2025 | 2025-06-01 | 51.5 | 38.75
2035 | 72.5381 | 59.7016 | 66.1199 |  |  | 2025 | 2025-07-01 | 71.25 | 47.25
2036 | 73.9888 | 60.8957 | 67.4423 |  |  | 2025 | 2025-08-01 | 63 | 42
2037 | 75.4686 | 62.1136 | 68.7911 |  |  | 2025 | 2025-09-01 | 49 | 36.5
2038 | 76.978 | 63.3559 | 70.1669 |  |  | 2025 | 2025-10-01 | 43.75 | 35.75
2039 | 78.5175 | 64.623 | 71.5703 |  |  | 2025 | 2025-11-01 | 60.5 | 53
2040 | 80.0879 | 65.9154 | 73.0017 |  |  | 2025 | 2025-12-01 | 91.5 | 81.75
2041 | 81.6897 | 67.2337 | 74.4617 |  |  | 2026 | 2026-01-01 | 133 | 121.45
2042 | 83.3234 | 68.5784 | 75.9509 |  |  | 2026 | 2026-02-01 | 112.5 | 103.7
2043 | 84.9899 | 69.95 | 77.47 |  |  | 2026 | 2026-03-01 | 65.5 | 58.15
2044 | 86.6897 | 71.349 | 79.0194 |  |  | 2026 | 2026-04-01 | 47.35 | 38.25
2045 | 88.4235 | 72.776 | 80.5997 |  |  | 2026 | 2026-05-01 | 40.5 | 32.15
2046 | 90.192 | 74.2315 | 82.2117 |  |  | 2026 | 2026-06-01 | 51.5 | 37.15
2047 | 91.9958 | 75.7161 | 83.856 |  |  | 2026 | 2026-07-01 | 72.5 | 48.75
2048 | 93.8357 | 77.2304 | 85.5331 |  |  | 2026 | 2026-08-01 | 62 | 38.5
2049 | 95.7124 | 78.7751 | 87.2437 |  |  | 2026 | 2026-09-01 | 48.25 | 35.15
2050 | 97.6267 | 80.3506 | 88.9886 |  |  | 2026 | 2026-10-01 | 44 | 34.5
2051 | 99.5792 | 81.9576 | 90.7684 |  |  | 2026 | 2026-11-01 | 57.9 | 50.9
2052 | 101.5708 | 83.5967 | 92.5838 |  |  | 2026 | 2026-12-01 | 86.65 | 75.9
2053 | 103.6022 | 85.2686 | 94.4354 |  |  | 2027 | 2027-01-01 | 132.25 | 122.25
2054 | 105.6743 | 86.974 | 96.3241 |  |  | 2027 | 2027-02-01 | 111.75 | 101.75
2055 | 107.7878 | 88.7135 | 98.2506 |  |  | 2027 | 2027-03-01 | 65 | 57
2056 | 109.9435 | 90.4878 | 100.2156 |  |  | 2027 | 2027-04-01 | 45.85 | 35.35
2057 | 112.1424 | 92.2975 | 102.22 |  |  | 2027 | 2027-05-01 | 39 | 27.5
2058 | 114.3852 | 94.1435 | 104.2644 |  |  | 2027 | 2027-06-01 | 50 | 35.25
[6 empty] | 2027 | 2027-07-01 | 71 | 46.25
STEP 3: Apply to each project based on line miles | [5 empty] | 2027 | 2027-08-01 | 60.5 | 35.75
<<happens in Mitigation Projects and Baseline Projects tab calcs>> | [5 empty] | 2027 | 2027-09-01 | 46.75 | 33.75
[6 empty] | 2027 | 2027-10-01 | 42.5 | 29.75
[6 empty] | 2027 | 2027-11-01 | 56.15 | 46.15
[6 empty] | 2027 | 2027-12-01 | 84.9 | 73.9
[6 empty] | 2028 | 2028-01-01 | 145.9509 | 119.0085
[6 empty] | 2028 | 2028-02-01 | 137.2377 | 110.4582
[6 empty] | 2028 | 2028-03-01 | 54.7561 | 48.303
[6 empty] | 2028 | 2028-04-01 | 38.8961 | 33.0811
[6 empty] | 2028 | 2028-05-01 | 34.8659 | 29.0568
[6 empty] | 2028 | 2028-06-01 | 38.5913 | 31.3981
[6 empty] | 2028 | 2028-07-01 | 47.8253 | 36.086
[6 empty] | 2028 | 2028-08-01 | 42.5277 | 35.6189
[6 empty] | 2028 | 2028-09-01 | 36.4564 | 30.7001
[6 empty] | 2028 | 2028-10-01 | 36.9606 | 31.5866
[6 empty] | 2028 | 2028-11-01 | 58.9131 | 51.642
[6 empty] | 2028 | 2028-12-01 | 110.2156 | 96.1243
[6 empty] | 2029 | 2029-01-01 | 149.7754 | 122.9478
[6 empty] | 2029 | 2029-02-01 | 143.3573 | 117.4303
[6 empty] | 2029 | 2029-03-01 | 58.0268 | 50.7853
[6 empty] | 2029 | 2029-04-01 | 38.6319 | 32.5918
[6 empty] | 2029 | 2029-05-01 | 33.7223 | 28.3075
[6 empty] | 2029 | 2029-06-01 | 37.8343 | 31.1432
[6 empty] | 2029 | 2029-07-01 | 44.1401 | 33.2895
[6 empty] | 2029 | 2029-08-01 | 41.1567 | 34.1957
[6 empty] | 2029 | 2029-09-01 | 35.0836 | 29.7344
[6 empty] | 2029 | 2029-10-01 | 35.7695 | 30.0961
[6 empty] | 2029 | 2029-11-01 | 63.3158 | 54.8909
[6 empty] | 2029 | 2029-12-01 | 113.8551 | 99.8414
[6 empty] | 2030 | 2030-01-01 | 148.442 | 121.3325
[6 empty] | 2030 | 2030-02-01 | 138.7093 | 112.8742
[6 empty] | 2030 | 2030-03-01 | 56.4521 | 49.5226
[6 empty] | 2030 | 2030-04-01 | 38.3737 | 32.7545
[6 empty] | 2030 | 2030-05-01 | 33.5687 | 27.8587
[6 empty] | 2030 | 2030-06-01 | 38.3329 | 31.1473
[6 empty] | 2030 | 2030-07-01 | 43.1022 | 32.7925
[6 empty] | 2030 | 2030-08-01 | 40.7559 | 33.977
[6 empty] | 2030 | 2030-09-01 | 34.2158 | 29.291
[6 empty] | 2030 | 2030-10-01 | 34.9763 | 28.9729
[6 empty] | 2030 | 2030-11-01 | 61.7682 | 54.6096
[6 empty] | 2030 | 2030-12-01 | 114.284 | 96.5242
[6 empty] | 2031 | 2031-01-01 | 148.4516 | 119.6577
[6 empty] | 2031 | 2031-02-01 | 139.7092 | 115.0317
[6 empty] | 2031 | 2031-03-01 | 58.5702 | 51.1754
[6 empty] | 2031 | 2031-04-01 | 37.9406 | 32.3204
[6 empty] | 2031 | 2031-05-01 | 33.6202 | 28.2278
[6 empty] | 2031 | 2031-06-01 | 39.1256 | 31.8129
[6 empty] | 2031 | 2031-07-01 | 43.5998 | 33.5874
[6 empty] | 2031 | 2031-08-01 | 43.2833 | 35.4226
[6 empty] | 2031 | 2031-09-01 | 35.6982 | 29.8513
[6 empty] | 2031 | 2031-10-01 | 36.4724 | 29.9524
[6 empty] | 2031 | 2031-11-01 | 63.4349 | 55.7468
[6 empty] | 2031 | 2031-12-01 | 114.3918 | 96.9338
[6 empty] | 2032 | 2032-01-01 | 149.578 | 119.5945
[6 empty] | 2032 | 2032-02-01 | 144.1163 | 114.3126
[6 empty] | 2032 | 2032-03-01 | 58.042 | 50.6092
[6 empty] | 2032 | 2032-04-01 | 39.3368 | 32.9909
[6 empty] | 2032 | 2032-05-01 | 33.9681 | 28.3527
[6 empty] | 2032 | 2032-06-01 | 39.1548 | 32.6471
[6 empty] | 2032 | 2032-07-01 | 46.3669 | 36.1874
[6 empty] | 2032 | 2032-08-01 | 47.2939 | 38.0844
[6 empty] | 2032 | 2032-09-01 | 38.6768 | 32.8468
[6 empty] | 2032 | 2032-10-01 | 40.0782 | 32.4101
[6 empty] | 2032 | 2032-11-01 | 65.3468 | 58.1601
[6 empty] | 2032 | 2032-12-01 | 119.8189 | 95.6345
[6 empty] | 2033 | 2033-01-01 | 154.5637 | 122.7789
[6 empty] | 2033 | 2033-02-01 | 144.0519 | 115.3126
[6 empty] | 2033 | 2033-03-01 | 59.7594 | 52.0011
[6 empty] | 2033 | 2033-04-01 | 39.8493 | 33.616
[6 empty] | 2033 | 2033-05-01 | 32.5029 | 27.725
[6 empty] | 2033 | 2033-06-01 | 39.757 | 33.3984
[6 empty] | 2033 | 2033-07-01 | 48.2773 | 38.2809
[6 empty] | 2033 | 2033-08-01 | 48.7177 | 38.6573
[6 empty] | 2033 | 2033-09-01 | 39.4958 | 34.0171
[6 empty] | 2033 | 2033-10-01 | 43.1201 | 34.5699
[6 empty] | 2033 | 2033-11-01 | 67.1266 | 58.6492
[6 empty] | 2033 | 2033-12-01 | 119.4343 | 99.5938
[6 empty] | 2034 | 2034-01-01 | 157.655 | 125.2345
[6 empty] | 2034 | 2034-02-01 | 146.9329 | 117.6189
[6 empty] | 2034 | 2034-03-01 | 60.9546 | 53.0411
[6 empty] | 2034 | 2034-04-01 | 40.6463 | 34.2884
[6 empty] | 2034 | 2034-05-01 | 33.153 | 28.2795
[6 empty] | 2034 | 2034-06-01 | 40.5522 | 34.0664
[6 empty] | 2034 | 2034-07-01 | 49.2428 | 39.0465
[6 empty] | 2034 | 2034-08-01 | 49.6921 | 39.4304
[6 empty] | 2034 | 2034-09-01 | 40.2857 | 34.6974
[6 empty] | 2034 | 2034-10-01 | 43.9825 | 35.2613
[6 empty] | 2034 | 2034-11-01 | 68.4691 | 59.8222
[6 empty] | 2034 | 2034-12-01 | 121.823 | 101.5857
[6 empty] | 2035 | 2035-01-01 | 160.8081 | 127.7391
[6 empty] | 2035 | 2035-02-01 | 149.8716 | 119.9712
[6 empty] | 2035 | 2035-03-01 | 62.1737 | 54.102
[6 empty] | 2035 | 2035-04-01 | 41.4592 | 34.9741
[6 empty] | 2035 | 2035-05-01 | 33.8161 | 28.8451
[6 empty] | 2035 | 2035-06-01 | 41.3632 | 34.7477
[6 empty] | 2035 | 2035-07-01 | 50.2277 | 39.8275
[6 empty] | 2035 | 2035-08-01 | 50.6859 | 40.219
[6 empty] | 2035 | 2035-09-01 | 41.0914 | 35.3914
[6 empty] | 2035 | 2035-10-01 | 44.8621 | 35.9666
[6 empty] | 2035 | 2035-11-01 | 69.8385 | 61.0186
[6 empty] | 2035 | 2035-12-01 | 124.2595 | 103.6174
[6 empty] | 2036 | 2036-01-01 | 164.0243 | 130.2939
[6 empty] | 2036 | 2036-02-01 | 152.869 | 122.3707
[6 empty] | 2036 | 2036-03-01 | 63.4171 | 55.184
[6 empty] | 2036 | 2036-04-01 | 42.2884 | 35.6736
[6 empty] | 2036 | 2036-05-01 | 34.4924 | 29.422
[6 empty] | 2036 | 2036-06-01 | 42.1905 | 35.4427
[6 empty] | 2036 | 2036-07-01 | 51.2322 | 40.624
[6 empty] | 2036 | 2036-08-01 | 51.6996 | 41.0234
[6 empty] | 2036 | 2036-09-01 | 41.9132 | 36.0992
[6 empty] | 2036 | 2036-10-01 | 45.7594 | 36.6859
[6 empty] | 2036 | 2036-11-01 | 71.2352 | 62.239
[6 empty] | 2036 | 2036-12-01 | 126.7447 | 105.6898
[6 empty] | 2037 | 2037-01-01 | 167.3048 | 132.8998
[6 empty] | 2037 | 2037-02-01 | 155.9264 | 124.8181
[6 empty] | 2037 | 2037-03-01 | 64.6855 | 56.2877
[6 empty] | 2037 | 2037-04-01 | 43.1342 | 36.3871
[6 empty] | 2037 | 2037-05-01 | 35.1822 | 30.0104
[6 empty] | 2037 | 2037-06-01 | 43.0343 | 36.1515
[6 empty] | 2037 | 2037-07-01 | 52.2569 | 41.4365
[6 empty] | 2037 | 2037-08-01 | 52.7336 | 41.8439
[6 empty] | 2037 | 2037-09-01 | 42.7515 | 36.8212
[6 empty] | 2037 | 2037-10-01 | 46.6745 | 37.4196
[6 empty] | 2037 | 2037-11-01 | 72.66 | 63.4837
[6 empty] | 2037 | 2037-12-01 | 129.2796 | 107.8036
[6 empty] | 2038 | 2038-01-01 | 170.6508 | 135.5578
[6 empty] | 2038 | 2038-02-01 | 159.0449 | 127.3144
[6 empty] | 2038 | 2038-03-01 | 65.9792 | 57.4134
[6 empty] | 2038 | 2038-04-01 | 43.9969 | 37.1148
[6 empty] | 2038 | 2038-05-01 | 35.8859 | 30.6106
[6 empty] | 2038 | 2038-06-01 | 43.895 | 36.8746
[6 empty] | 2038 | 2038-07-01 | 53.302 | 42.2652
[6 empty] | 2038 | 2038-08-01 | 53.7883 | 42.6808
[6 empty] | 2038 | 2038-09-01 | 43.6065 | 37.5576
[6 empty] | 2038 | 2038-10-01 | 47.608 | 38.168
[6 empty] | 2038 | 2038-11-01 | 74.1132 | 64.7534
[6 empty] | 2038 | 2038-12-01 | 131.8652 | 109.9596
[6 empty] | 2039 | 2039-01-01 | 174.0639 | 138.269
[6 empty] | 2039 | 2039-02-01 | 162.2258 | 129.8607
[6 empty] | 2039 | 2039-03-01 | 67.2988 | 58.5617
[6 empty] | 2039 | 2039-04-01 | 44.8768 | 37.8571
[6 empty] | 2039 | 2039-05-01 | 36.6036 | 31.2228
[6 empty] | 2039 | 2039-06-01 | 44.7729 | 37.6121
[6 empty] | 2039 | 2039-07-01 | 54.368 | 43.1105
[6 empty] | 2039 | 2039-08-01 | 54.8641 | 43.5344
[6 empty] | 2039 | 2039-09-01 | 44.4786 | 38.3088
[6 empty] | 2039 | 2039-10-01 | 48.5602 | 38.9314
[6 empty] | 2039 | 2039-11-01 | 75.5954 | 66.0485
[6 empty] | 2039 | 2039-12-01 | 134.5025 | 112.1588
[6 empty] | 2040 | 2040-01-01 | 177.5451 | 141.0343
[6 empty] | 2040 | 2040-02-01 | 165.4703 | 132.4579
[6 empty] | 2040 | 2040-03-01 | 68.6447 | 59.7329
[6 empty] | 2040 | 2040-04-01 | 45.7743 | 38.6143
[6 empty] | 2040 | 2040-05-01 | 37.3357 | 31.8473
[6 empty] | 2040 | 2040-06-01 | 45.6683 | 38.3643
[6 empty] | 2040 | 2040-07-01 | 55.4554 | 43.9727
[6 empty] | 2040 | 2040-08-01 | 55.9614 | 44.4051
[6 empty] | 2040 | 2040-09-01 | 45.3682 | 39.0749
[6 empty] | 2040 | 2040-10-01 | 49.5314 | 39.71
[6 empty] | 2040 | 2040-11-01 | 77.1073 | 67.3695
[6 empty] | 2040 | 2040-12-01 | 137.1925 | 114.402
[6 empty] | 2041 | 2041-01-01 | 181.096 | 143.855
[6 empty] | 2041 | 2041-02-01 | 168.7798 | 135.1071
[6 empty] | 2041 | 2041-03-01 | 70.0176 | 60.9276
[6 empty] | 2041 | 2041-04-01 | 46.6898 | 39.3866
[6 empty] | 2041 | 2041-05-01 | 38.0824 | 32.4842
[6 empty] | 2041 | 2041-06-01 | 46.5817 | 39.1316
[6 empty] | 2041 | 2041-07-01 | 56.5645 | 44.8522
[6 empty] | 2041 | 2041-08-01 | 57.0806 | 45.2932
[6 empty] | 2041 | 2041-09-01 | 46.2756 | 39.8564
[6 empty] | 2041 | 2041-10-01 | 50.522 | 40.5042
[6 empty] | 2041 | 2041-11-01 | 78.6495 | 68.7169
[6 empty] | 2041 | 2041-12-01 | 139.9364 | 116.69
[6 empty] | 2042 | 2042-01-01 | 184.718 | 146.7321
[6 empty] | 2042 | 2042-02-01 | 172.1554 | 137.8092
[6 empty] | 2042 | 2042-03-01 | 71.418 | 62.1462
[6 empty] | 2042 | 2042-04-01 | 47.6236 | 40.1743
[6 empty] | 2042 | 2042-05-01 | 38.844 | 33.1339
[6 empty] | 2042 | 2042-06-01 | 47.5133 | 39.9142
[6 empty] | 2042 | 2042-07-01 | 57.6958 | 45.7492
[6 empty] | 2042 | 2042-08-01 | 58.2222 | 46.199
[6 empty] | 2042 | 2042-09-01 | 47.2011 | 40.6536
[6 empty] | 2042 | 2042-10-01 | 51.5325 | 41.3143
[6 empty] | 2042 | 2042-11-01 | 80.2225 | 70.0912
[6 empty] | 2042 | 2042-12-01 | 142.7351 | 119.0238
[6 empty] | 2043 | 2043-01-01 | 188.4123 | 149.6668
[6 empty] | 2043 | 2043-02-01 | 175.5985 | 140.5654
[6 empty] | 2043 | 2043-03-01 | 72.8463 | 63.3891
[6 empty] | 2043 | 2043-04-01 | 48.5761 | 40.9778
[6 empty] | 2043 | 2043-05-01 | 39.6209 | 33.7966
[6 empty] | 2043 | 2043-06-01 | 48.4636 | 40.7125
[6 empty] | 2043 | 2043-07-01 | 58.8497 | 46.6642
[6 empty] | 2043 | 2043-08-01 | 59.3866 | 47.123
[6 empty] | 2043 | 2043-09-01 | 48.1451 | 41.4666
[6 empty] | 2043 | 2043-10-01 | 52.5631 | 42.1406
[6 empty] | 2043 | 2043-11-01 | 81.8269 | 71.493
[6 empty] | 2043 | 2043-12-01 | 145.5898 | 121.4043
[6 empty] | 2044 | 2044-01-01 | 192.1806 | 152.6601
[6 empty] | 2044 | 2044-02-01 | 179.1104 | 143.3767
[6 empty] | 2044 | 2044-03-01 | 74.3033 | 64.6569
[6 empty] | 2044 | 2044-04-01 | 49.5476 | 41.7973
[6 empty] | 2044 | 2044-05-01 | 40.4133 | 34.4725
[6 empty] | 2044 | 2044-06-01 | 49.4329 | 41.5268
[6 empty] | 2044 | 2044-07-01 | 60.0267 | 47.5975
[6 empty] | 2044 | 2044-08-01 | 60.5744 | 48.0655
[6 empty] | 2044 | 2044-09-01 | 49.108 | 42.296
[6 empty] | 2044 | 2044-10-01 | 53.6144 | 42.9834
[6 empty] | 2044 | 2044-11-01 | 83.4634 | 72.9229
[6 empty] | 2044 | 2044-12-01 | 148.5016 | 123.8324
[6 empty] | 2045 | 2045-01-01 | 196.0242 | 155.7133
[6 empty] | 2045 | 2045-02-01 | 182.6926 | 146.2443
[6 empty] | 2045 | 2045-03-01 | 75.7893 | 65.95
[6 empty] | 2045 | 2045-04-01 | 50.5386 | 42.6333
[6 empty] | 2045 | 2045-05-01 | 41.2216 | 35.162
[6 empty] | 2045 | 2045-06-01 | 50.4215 | 42.3573
[6 empty] | 2045 | 2045-07-01 | 61.2272 | 48.5494
[6 empty] | 2045 | 2045-08-01 | 61.7859 | 49.0268
[6 empty] | 2045 | 2045-09-01 | 50.0902 | 43.1419
[6 empty] | 2045 | 2045-10-01 | 54.6867 | 43.843
[6 empty] | 2045 | 2045-11-01 | 85.1327 | 74.3813
[6 empty] | 2045 | 2045-12-01 | 151.4716 | 126.3091
[6 empty] | 2046 | 2046-01-01 | 199.9447 | 158.8276
[6 empty] | 2046 | 2046-02-01 | 186.3465 | 149.1692
[6 empty] | 2046 | 2046-03-01 | 77.3051 | 67.269
[6 empty] | 2046 | 2046-04-01 | 51.5493 | 43.4859
[6 empty] | 2046 | 2046-05-01 | 42.046 | 35.8652
[6 empty] | 2046 | 2046-06-01 | 51.43 | 43.2044
[6 empty] | 2046 | 2046-07-01 | 62.4518 | 49.5204
[6 empty] | 2046 | 2046-08-01 | 63.0216 | 50.0073
[6 empty] | 2046 | 2046-09-01 | 51.092 | 44.0047
[6 empty] | 2046 | 2046-10-01 | 55.7804 | 44.7199
[6 empty] | 2046 | 2046-11-01 | 86.8354 | 75.869
[6 empty] | 2046 | 2046-12-01 | 154.501 | 128.8352
[6 empty] | 2047 | 2047-01-01 | 203.9436 | 162.0041
[6 empty] | 2047 | 2047-02-01 | 190.0734 | 152.1525
[6 empty] | 2047 | 2047-03-01 | 78.8512 | 68.6144
[6 empty] | 2047 | 2047-04-01 | 52.5803 | 44.3557
[6 empty] | 2047 | 2047-05-01 | 42.8869 | 36.5825
[6 empty] | 2047 | 2047-06-01 | 52.4586 | 44.0685
[6 empty] | 2047 | 2047-07-01 | 63.7008 | 50.5108
[6 empty] | 2047 | 2047-08-01 | 64.282 | 51.0075
[6 empty] | 2047 | 2047-09-01 | 52.1138 | 44.8848
[6 empty] | 2047 | 2047-10-01 | 56.896 | 45.6143
[6 empty] | 2047 | 2047-11-01 | 88.5721 | 77.3863
[6 empty] | 2047 | 2047-12-01 | 157.5911 | 131.4119
[6 empty] | 2048 | 2048-01-01 | 208.0224 | 165.2442
[6 empty] | 2048 | 2048-02-01 | 193.8749 | 155.1956
[6 empty] | 2048 | 2048-03-01 | 80.4282 | 69.9867
[6 empty] | 2048 | 2048-04-01 | 53.6319 | 45.2428
[6 empty] | 2048 | 2048-05-01 | 43.7447 | 37.3142
[6 empty] | 2048 | 2048-06-01 | 53.5077 | 44.9499
[6 empty] | 2048 | 2048-07-01 | 64.9748 | 51.5211
[6 empty] | 2048 | 2048-08-01 | 65.5676 | 52.0276
[6 empty] | 2048 | 2048-09-01 | 53.1561 | 45.7825
[6 empty] | 2048 | 2048-10-01 | 58.0339 | 46.5266
[6 empty] | 2048 | 2048-11-01 | 90.3435 | 78.9341
[6 empty] | 2048 | 2048-12-01 | 160.7429 | 134.0402
[6 empty] | 2049 | 2049-01-01 | 212.1829 | 168.5491
[6 empty] | 2049 | 2049-02-01 | 197.7524 | 158.2995
[6 empty] | 2049 | 2049-03-01 | 82.0368 | 71.3864
[6 empty] | 2049 | 2049-04-01 | 54.7046 | 46.1476
[6 empty] | 2049 | 2049-05-01 | 44.6196 | 38.0604
[6 empty] | 2049 | 2049-06-01 | 54.5779 | 45.8489
[6 empty] | 2049 | 2049-07-01 | 66.2743 | 52.5515
[6 empty] | 2049 | 2049-08-01 | 66.879 | 53.0682
[6 empty] | 2049 | 2049-09-01 | 54.2192 | 46.6982
[6 empty] | 2049 | 2049-10-01 | 59.1946 | 47.4571
[6 empty] | 2049 | 2049-11-01 | 92.1504 | 80.5127
[6 empty] | 2049 | 2049-12-01 | 163.9577 | 136.721
[6 empty] | 2050 | 2050-01-01 | 216.4265 | 171.9201
[6 empty] | 2050 | 2050-02-01 | 201.7074 | 161.4655
[6 empty] | 2050 | 2050-03-01 | 83.6775 | 72.8141
[6 empty] | 2050 | 2050-04-01 | 55.7987 | 47.0706
[6 empty] | 2050 | 2050-05-01 | 45.512 | 38.8216
[6 empty] | 2050 | 2050-06-01 | 55.6694 | 46.7659
[6 empty] | 2050 | 2050-07-01 | 67.5998 | 53.6025
[6 empty] | 2050 | 2050-08-01 | 68.2166 | 54.1295
[6 empty] | 2050 | 2050-09-01 | 55.3036 | 47.6321
[6 empty] | 2050 | 2050-10-01 | 60.3785 | 48.4063
[6 empty] | 2050 | 2050-11-01 | 93.9934 | 82.123
[6 empty] | 2050 | 2050-12-01 | 167.2369 | 139.4554
[6 empty] | 2051 | 2051-01-01 | 220.7551 | 175.3585
[6 empty] | 2051 | 2051-02-01 | 205.7416 | 164.6948
[6 empty] | 2051 | 2051-03-01 | 85.3511 | 74.2704
[6 empty] | 2051 | 2051-04-01 | 56.9146 | 48.012
[6 empty] | 2051 | 2051-05-01 | 46.4222 | 39.5981
[6 empty] | 2051 | 2051-06-01 | 56.7828 | 47.7012
[6 empty] | 2051 | 2051-07-01 | 68.9518 | 54.6746
[6 empty] | 2051 | 2051-08-01 | 69.5809 | 55.2121
[6 empty] | 2051 | 2051-09-01 | 56.4097 | 48.5848
[6 empty] | 2051 | 2051-10-01 | 61.5861 | 49.3744
[6 empty] | 2051 | 2051-11-01 | 95.8733 | 83.7655
[6 empty] | 2051 | 2051-12-01 | 170.5816 | 142.2445
[6 empty] | 2052 | 2052-01-01 | 225.1702 | 178.8656
[6 empty] | 2052 | 2052-02-01 | 209.8564 | 167.9887
[6 empty] | 2052 | 2052-03-01 | 87.0581 | 75.7558
[6 empty] | 2052 | 2052-04-01 | 58.0529 | 48.9722
[6 empty] | 2052 | 2052-05-01 | 47.3506 | 40.39
[6 empty] | 2052 | 2052-06-01 | 57.9185 | 48.6552
[6 empty] | 2052 | 2052-07-01 | 70.3309 | 55.768
[6 empty] | 2052 | 2052-08-01 | 70.9725 | 56.3164
[6 empty] | 2052 | 2052-09-01 | 57.5379 | 49.5565
[6 empty] | 2052 | 2052-10-01 | 62.8178 | 50.3619
[6 empty] | 2052 | 2052-11-01 | 97.7907 | 85.4408
[6 empty] | 2052 | 2052-12-01 | 173.9933 | 145.0894
[6 empty] | 2053 | 2053-01-01 | 229.6736 | 182.4429
[6 empty] | 2053 | 2053-02-01 | 214.0535 | 171.3485
[6 empty] | 2053 | 2053-03-01 | 88.7993 | 77.2709
[6 empty] | 2053 | 2053-04-01 | 59.214 | 49.9517
[6 empty] | 2053 | 2053-05-01 | 48.2977 | 41.1978
[6 empty] | 2053 | 2053-06-01 | 59.0769 | 49.6283
[6 empty] | 2053 | 2053-07-01 | 71.7375 | 56.8834
[6 empty] | 2053 | 2053-08-01 | 72.392 | 57.4427
[6 empty] | 2053 | 2053-09-01 | 58.6886 | 50.5476
[6 empty] | 2053 | 2053-10-01 | 64.0741 | 51.3691
[6 empty] | 2053 | 2053-11-01 | 99.7465 | 87.1496
[6 empty] | 2053 | 2053-12-01 | 177.4731 | 147.9912
[6 empty] | 2054 | 2054-01-01 | 234.267 | 186.0918
[6 empty] | 2054 | 2054-02-01 | 218.3346 | 174.7754
[6 empty] | 2054 | 2054-03-01 | 90.5753 | 78.8163
[6 empty] | 2054 | 2054-04-01 | 60.3983 | 50.9507
[6 empty] | 2054 | 2054-05-01 | 49.2636 | 42.0218
[6 empty] | 2054 | 2054-06-01 | 60.2584 | 50.6209
[6 empty] | 2054 | 2054-07-01 | 73.1722 | 58.0211
[6 empty] | 2054 | 2054-08-01 | 73.8398 | 58.5915
[6 empty] | 2054 | 2054-09-01 | 59.8624 | 51.5586
[6 empty] | 2054 | 2054-10-01 | 65.3556 | 52.3965
[6 empty] | 2054 | 2054-11-01 | 101.7415 | 88.8926
[6 empty] | 2054 | 2054-12-01 | 181.0226 | 150.951
[6 empty] | 2055 | 2055-01-01 | 238.9524 | 189.8136
[6 empty] | 2055 | 2055-02-01 | 222.7013 | 178.2709
[6 empty] | 2055 | 2055-03-01 | 92.3868 | 80.3927
[6 empty] | 2055 | 2055-04-01 | 61.6062 | 51.9697
[6 empty] | 2055 | 2055-05-01 | 50.2489 | 42.8622
[6 empty] | 2055 | 2055-06-01 | 61.4636 | 51.6333
[6 empty] | 2055 | 2055-07-01 | 74.6357 | 59.1815
[6 empty] | 2055 | 2055-08-01 | 75.3166 | 59.7634
[6 empty] | 2055 | 2055-09-01 | 61.0596 | 52.5897
[6 empty] | 2055 | 2055-10-01 | 66.6627 | 53.4444
[6 empty] | 2055 | 2055-11-01 | 103.7763 | 90.6704
[6 empty] | 2055 | 2055-12-01 | 184.643 | 153.97
[6 empty] | 2056 | 2056-01-01 | 243.7314 | 193.6099
[6 empty] | 2056 | 2056-02-01 | 227.1553 | 181.8364
[6 empty] | 2056 | 2056-03-01 | 94.2345 | 82.0005
[6 empty] | 2056 | 2056-04-01 | 62.8383 | 53.0091
[6 empty] | 2056 | 2056-05-01 | 51.2539 | 43.7195
[6 empty] | 2056 | 2056-06-01 | 62.6928 | 52.666
[6 empty] | 2056 | 2056-07-01 | 76.1284 | 60.3651
[6 empty] | 2056 | 2056-08-01 | 76.823 | 60.9586
[6 empty] | 2056 | 2056-09-01 | 62.2808 | 53.6415
[6 empty] | 2056 | 2056-10-01 | 67.996 | 54.5133
[6 empty] | 2056 | 2056-11-01 | 105.8518 | 92.4838
[6 empty] | 2056 | 2056-12-01 | 188.3359 | 157.0494
[6 empty] | 2057 | 2057-01-01 | 248.6061 | 197.4821
[6 empty] | 2057 | 2057-02-01 | 231.6984 | 185.4731
[6 empty] | 2057 | 2057-03-01 | 96.1192 | 83.6405
[6 empty] | 2057 | 2057-04-01 | 64.0951 | 54.0693
[6 empty] | 2057 | 2057-05-01 | 52.2789 | 44.5939
[6 empty] | 2057 | 2057-06-01 | 63.9467 | 53.7193
[6 empty] | 2057 | 2057-07-01 | 77.6509 | 61.5724
[6 empty] | 2057 | 2057-08-01 | 78.3594 | 62.1778
[6 empty] | 2057 | 2057-09-01 | 63.5264 | 54.7144
[6 empty] | 2057 | 2057-10-01 | 69.3559 | 55.6036
[6 empty] | 2057 | 2057-11-01 | 107.9689 | 94.3335
[6 empty] | 2057 | 2057-12-01 | 192.1026 | 160.1904
[6 empty] | 2058 | 2058-01-01 | 253.5782 | 201.4318
[6 empty] | 2058 | 2058-02-01 | 236.3324 | 189.1826
[6 empty] | 2058 | 2058-03-01 | 98.0416 | 85.3133
[6 empty] | 2058 | 2058-04-01 | 65.377 | 55.1507
[6 empty] | 2058 | 2058-05-01 | 53.3245 | 45.4857
[6 empty] | 2058 | 2058-06-01 | 65.2256 | 54.7937
[6 empty] | 2058 | 2058-07-01 | 79.204 | 62.8039
[6 empty] | 2058 | 2058-08-01 | 79.9266 | 63.4214
[6 empty] | 2058 | 2058-09-01 | 64.797 | 55.8086
[6 empty] | 2058 | 2058-10-01 | 70.743 | 56.7157
[6 empty] | 2058 | 2058-11-01 | 110.1282 | 96.2202
[6 empty] | 2058 | 2058-12-01 | 195.9447 | 163.3942

## ICE Inputs
Final ICE value inputs for customer resilience value
Sector | Value ($/event)
Residential | 21
Nonresidential | 3885
Final ICE Model Run
Vermont Specific Outputs - Generated 12/12/25 with specific inputs for the target area
Website: | https://icecalculator.com/interruption-cost/results
Model Input
Version | Date | # Residential | # Non-Residential | States | SAIDI | SAIFI | CAIDI
interruption.2.1.0 | 2026-01-14 | 8802 | 1452 | Vermont | 2056 | 6 | 347
Model Outputs
Sector | # of Customers | Cost Per Customer (2023 $) Per... |  |  |  |  | Total Cost
|  | Event | Average kW | Unserved kWh | Interrupted Minutes | Annual Cost
Residential | 8802 | 21 | 26 | 5 | 0 | 122 | 1073382
Non-Residential | 1452 | 3885 | 665 | 115 | 11 | 23036 | 33448565
All | 10254 | 568 | 379 | 66 | 2 | 3367 | 34521947
Residential Cost/Event Relative To (%):
Daily Household Income | Annual Household Income
7.09% | 0.12%
Non-Residential Cost/Event Relative To (%):
Daily GDP | Annual GDP
207% | 3.36%